## 4110
ID | PGU<30kW | PGU≥30kW | NS Protection | PAV,E | Attribute name | Explanation of data input (Notes) | Formula symbol | Unit | Data type | Value range | [10 empty] | PGU 1 | PGU 2 | PGU 3 | PGU 4 | PGU 5 | PGU 6 | PGU 7 | PGU 8 | PGU 9 | PGU 10 | PGU 11 | PGU 12 | PGU 13 | PGU 14 | PGU 15 | PGU 16 | PGU 17 | PGU 18 | PGU 19 | PGU 20 | PGU 21 | PGU 22 | PGU 23 | PGU 24 | PGU 25 | PGU 26 | PGU 27 | PGU 28 | PGU 29 | PGU 30 | PGU 31 | PGU 32 | PGU 33 | PGU 34 | PGU 35 | PGU 36 | PGU 37 | PGU 38 | PGU 39 | PGU 40 | PGU 41 | PGU 42 | PGU 43 | PGU 44 | PGU 45 | PGU 46 | PGU 47 | PGU 48 | PGU 49 | PGU 50 | PGU 51 | PGU 52 | PGU 53 | PGU 54 | PGU 55 | PGU 56 | PGU 57 | PGU 58 | PGU 59 | PGU 60 | PGU 61 | PGU 62 | PGU 63 | PGU 64 | PGU 65 | PGU 66 | PGU 67 | PGU 68 | PGU 69 | PGU 70 | PGU 71 | PGU 72 | PGU 73 | PGU 74 | PGU 75 | PGU 76 | PGU 77 | PGU 78 | PGU 79 | PGU 80 | PGU 81 | PGU 82 | PGU 83 | PGU 84 | PGU 85 | PGU 86 | PGU 87 | PGU 88 | PGU 89 | PGU 90 | PGU 91 | PGU 92 | PGU 93 | PGU 94 | PGU 95 | PGU 96 | PGU 97 | PGU 98 | PGU 99 | PGU 100 | PGU 101 | PGU 102 | PGU 103 | PGU 104 | PGU 105 | PGU 106 | PGU 107 | PGU 108 | PGU 109 | PGU 110 | PGU 111 | PGU 112 | PGU 113 | PGU 114 | PGU 115 | PGU 116 | PGU 117 | PGU 118 | PGU 119 | PGU 120 | PGU 121 | PGU 122 | PGU 123 | PGU 124 | PGU 125 | PGU 126 | PGU 127 | PGU 128 | PGU 129 | PGU 130 | PGU 131 | PGU 132 | PGU 133 | PGU 134 | PGU 135 | PGU 136 | PGU 137 | PGU 138 | PGU 139 | PGU 140 | PGU 141 | PGU 142 | PGU 143 | PGU 144 | PGU 145 | PGU 146 | PGU 147 | PGU 148 | PGU 149 | PGU 150 | PGU 151 | PGU 152 | PGU 153 | PGU 154 | PGU 155 | PGU 156 | PGU 157 | PGU 158 | PGU 159 | PGU 160 | PGU 161 | PGU 162 | PGU 163 | PGU 164 | PGU 165 | PGU 166 | PGU 167 | PGU 168 | PGU 169 | PGU 170 | PGU 171 | PGU 172 | PGU 173 | PGU 174 | PGU 175 | PGU 176 | PGU 177 | PGU 178 | PGU 179 | PGU 180 | PGU 181 | PGU 182 | PGU 183 | PGU 184 | PGU 185 | PGU 186 | PGU 187 | PGU 188 | PGU 189 | PGU 190 | PGU 191 | PGU 192 | PGU 193 | PGU 194 | PGU 195 | PGU 196 | PGU 197 | PGU 198 | PGU 199 | PGU 200 | PGU 201 | PGU 202 | PGU 203 | PGU 204 | PGU 205 | PGU 206 | PGU 207 | PGU 208 | PGU 209 | PGU 210 | PGU 211 | PGU 212 | PGU 213 | PGU 214 | PGU 215 | PGU 216 | PGU 217 | PGU 218 | PGU 219 | PGU 220 | PGU 221 | PGU 222 | PGU 223 | PGU 224 | PGU 225 | PGU 226 | PGU 227 | PGU 228 | PGU 229 | PGU 230 | PGU 231 | PGU 232 | PGU 233 | PGU 234 | PGU 235 | PGU 236 | PGU 237 | PGU 238 | PGU 239 | PGU 240 | PGU 241 | PGU 242 | PGU 243 | PGU 244 | PGU 245 | PGU 246 | PGU 247 | PGU 248 | PGU 249 | PGU 250 | PGU 251 | PGU 252 | PGU 253 | PGU 254 | PGU 255 | PGU 256 | PGU 257 | PGU 258 | PGU 259 | PGU 260 | PGU 261 | PGU 262 | PGU 263 | PGU 264 | PGU 265 | PGU 266 | PGU 267 | PGU 268 | PGU 269 | PGU 270 | PGU 271 | PGU 272 | PGU 273 | PGU 274 | PGU 275 | PGU 276 | PGU 277 | PGU 278 | PGU 279 | PGU 280 | PGU 281 | PGU 282 | PGU 283 | PGU 284 | PGU 285 | PGU 286 | PGU 287 | PGU 288 | PGU 289 | PGU 290 | PGU 291 | PGU 292 | PGU 293 | PGU 294 | PGU 295 | PGU 296 | PGU 297 | PGU 298 | PGU 299 | PGU 300 | PGU 301 | PGU 302 | PGU 303 | PGU 304 | PGU 305 | PGU 306 | PGU 307 | PGU 308 | PGU 309 | PGU 310 | PGU 311 | PGU 312 | PGU 313 | PGU 314 | PGU 315 | PGU 316 | PGU 317 | PGU 318 | PGU 319 | PGU 320 | PGU 321 | PGU 322 | PGU 323 | PGU 324 | PGU 325 | PGU 326 | PGU 327 | PGU 328 | PGU 329 | PGU 330 | PGU 331 | PGU 332 | PGU 333 | PGU 334 | PGU 335 | PGU 336 | PGU 337 | PGU 338 | PGU 339 | PGU 340 | PGU 341 | PGU 342 | PGU 343 | PGU 344 | PGU 345 | PGU 346 | PGU 347 | PGU 348 | PGU 349 | PGU 350 | PGU 351 | PGU 352 | PGU 353 | PGU 354 | PGU 355 | PGU 356 | PGU 357 | PGU 358 | PGU 359 | PGU 360 | PGU 361 | PGU 362 | PGU 363 | PGU 364 | PGU 365 | PGU 366 | PGU 367 | PGU 368 | PGU 369 | PGU 370 | PGU 371 | PGU 372 | PGU 373 | PGU 374 | PGU 375 | PGU 376 | PGU 377 | PGU 378 | PGU 379 | PGU 380 | PGU 381 | PGU 382 | PGU 383 | PGU 384 | PGU 385 | PGU 386 | PGU 387 | PGU 388 | PGU 389 | PGU 390 | PGU 391 | PGU 392 | PGU 393 | PGU 394 | PGU 395 | PGU 396 | PGU 397 | PGU 398 | PGU 399 | PGU 400 | PGU 401 | PGU 402 | PGU 403 | PGU 404 | PGU 405 | PGU 406 | PGU 407 | PGU 408 | PGU 409 | PGU 410 | PGU 411 | PGU 412 | PGU 413 | PGU 414 | PGU 415 | PGU 416 | PGU 417 | PGU 418 | PGU 419 | PGU 420 | PGU 421 | PGU 422 | PGU 423 | PGU 424 | PGU 425 | PGU 426 | PGU 427 | PGU 428 | PGU 429 | PGU 430 | PGU 431 | PGU 432 | PGU 433 | PGU 434 | PGU 435 | PGU 436 | PGU 437 | PGU 438 | PGU 439 | PGU 440 | PGU 441 | PGU 442 | PGU 443 | PGU 444 | PGU 445 | PGU 446 | PGU 447 | PGU 448 | PGU 449 | PGU 450 | PGU 451 | PGU 452 | PGU 453 | PGU 454 | PGU 455 | PGU 456 | PGU 457 | PGU 458 | PGU 459 | PGU 460 | PGU 461 | PGU 462 | PGU 463 | PGU 464 | PGU 465 | PGU 466 | PGU 467 | PGU 468 | PGU 469 | PGU 470 | PGU 471 | PGU 472 | PGU 473 | PGU 474 | PGU 475 | PGU 476 | PGU 477 | PGU 478 | PGU 479 | PGU 480 | PGU 481 | PGU 482 | PGU 483 | PGU 484 | PGU 485 | PGU 486 | PGU 487 | PGU 488 | PGU 489 | PGU 490 | PGU 491 | PGU 492 | PGU 493 | PGU 494 | PGU 495 | PGU 496 | PGU 497 | PGU 498 | PGU 499 | PGU 500 | PGU 501 | PGU 502 | PGU 503 | PGU 504 | PGU 505 | PGU 506 | PGU 507 | PGU 508 | PGU 509 | PGU 510 | PGU 511 | PGU 512 | PGU 513 | PGU 514 | PGU 515 | PGU 516 | PGU 517 | PGU 518 | PGU 519 | PGU 520 | PGU 521 | PGU 522 | PGU 523 | PGU 524 | PGU 525 | PGU 526 | PGU 527 | PGU 528 | PGU 529 | PGU 530 | PGU 531 | PGU 532 | PGU 533 | PGU 534 | PGU 535 | PGU 536 | PGU 537 | PGU 538 | PGU 539 | PGU 540 | PGU 541 | PGU 542 | PGU 543 | PGU 544 | PGU 545 | PGU 546 | PGU 547 | PGU 548 | PGU 549 | PGU 550 | PGU 551 | PGU 552 | PGU 553 | PGU 554 | PGU 555 | PGU 556 | PGU 557 | PGU 558 | PGU 559 | PGU 560 | PGU 561 | PGU 562 | PGU 563 | PGU 564 | PGU 565 | PGU 566 | PGU 567 | PGU 568 | PGU 569 | PGU 570 | PGU 571 | PGU 572 | PGU 573 | PGU 574 | PGU 575 | PGU 576 | PGU 577 | PGU 578 | PGU 579 | PGU 580 | PGU 581 | PGU 582 | PGU 583 | PGU 584 | PGU 585 | PGU 586 | PGU 587 | PGU 588 | PGU 589 | PGU 590 | PGU 591 | PGU 592 | PGU 593 | PGU 594 | PGU 595 | PGU 596 | PGU 597 | PGU 598 | PGU 599 | PGU 600 | PGU 601 | PGU 602 | PGU 603 | PGU 604 | PGU 605 | PGU 606 | PGU 607 | PGU 608 | PGU 609 | PGU 610 | PGU 611 | PGU 612 | PGU 613 | PGU 614 | PGU 615 | PGU 616 | PGU 617 | PGU 618 | PGU 619 | PGU 620 | PGU 621 | PGU 622 | PGU 623 | PGU 624 | PGU 625 | PGU 626 | PGU 627 | PGU 628 | PGU 629 | PGU 630 | PGU 631 | PGU 632 | PGU 633 | PGU 634 | PGU 635 | PGU 636 | PGU 637 | PGU 638 | PGU 639 | PGU 640 | PGU 641 | PGU 642 | PGU 643 | PGU 644 | PGU 645 | PGU 646 | PGU 647 | PGU 648 | PGU 649 | PGU 650 | PGU 651 | PGU 652 | PGU 653 | PGU 654 | PGU 655 | PGU 656 | PGU 657 | PGU 658 | PGU 659 | PGU 660 | PGU 661 | PGU 662 | PGU 663 | PGU 664 | PGU 665 | PGU 666 | PGU 667 | PGU 668 | PGU 669 | PGU 670 | PGU 671 | PGU 672 | PGU 673 | PGU 674 | PGU 675 | PGU 676 | PGU 677 | PGU 678 | PGU 679 | PGU 680 | PGU 681 | PGU 682 | PGU 683 | PGU 684 | PGU 685 | PGU 686 | PGU 687 | PGU 688 | PGU 689 | PGU 690 | PGU 691 | PGU 692 | PGU 693 | PGU 694 | PGU 695 | PGU 696 | PGU 697 | PGU 698 | PGU 699 | PGU 700 | PGU 701 | PGU 702 | PGU 703 | PGU 704 | PGU 705 | PGU 706 | PGU 707 | PGU 708 | PGU 709 | PGU 710 | PGU 711 | PGU 712 | PGU 713 | PGU 714 | PGU 715 | PGU 716 | PGU 717 | PGU 718 | PGU 719 | PGU 720 | PGU 721 | PGU 722 | PGU 723 | PGU 724 | PGU 725 | PGU 726 | PGU 727 | PGU 728 | PGU 729 | PGU 730 | PGU 731 | PGU 732 | PGU 733 | PGU 734 | PGU 735 | PGU 736 | PGU 737 | PGU 738 | PGU 739 | PGU 740 | PGU 741 | PGU 742 | PGU 743 | PGU 744 | PGU 745 | PGU 746 | PGU 747 | PGU 748 | PGU 749 | PGU 750 | PGU 751 | PGU 752 | PGU 753 | PGU 754 | PGU 755 | PGU 756 | PGU 757 | PGU 758 | PGU 759 | PGU 760 | PGU 761 | PGU 762 | PGU 763 | PGU 764 | PGU 765 | PGU 766 | PGU 767 | PGU 768 | PGU 769 | PGU 770 | PGU 771 | PGU 772 | PGU 773 | PGU 774 | PGU 775 | PGU 776 | PGU 777 | PGU 778 | PGU 779 | PGU 780 | PGU 781 | PGU 782 | PGU 783 | PGU 784 | PGU 785 | PGU 786 | PGU 787 | PGU 788 | PGU 789 | PGU 790 | PGU 791 | PGU 792 | PGU 793 | PGU 794 | PGU 795 | PGU 796 | PGU 797 | PGU 798 | PGU 799 | PGU 800 | PGU 801 | PGU 802 | PGU 803 | PGU 804 | PGU 805 | PGU 806 | PGU 807 | PGU 808 | PGU 809 | PGU 810 | PGU 811 | PGU 812 | PGU 813 | PGU 814 | PGU 815 | PGU 816 | PGU 817 | PGU 818 | PGU 819 | PGU 820 | PGU 821 | PGU 822 | PGU 823 | PGU 824 | PGU 825 | PGU 826 | PGU 827 | PGU 828 | PGU 829 | PGU 830 | PGU 831 | PGU 832 | PGU 833 | PGU 834 | PGU 835 | PGU 836 | PGU 837 | PGU 838 | PGU 839 | PGU 840 | PGU 841 | PGU 842 | PGU 843 | PGU 844 | PGU 845 | PGU 846 | PGU 847 | PGU 848 | PGU 849 | PGU 850 | PGU 851 | PGU 852 | PGU 853 | PGU 854 | PGU 855 | PGU 856 | PGU 857 | PGU 858 | PGU 859 | PGU 860 | PGU 861 | PGU 862 | PGU 863 | PGU 864 | PGU 865 | PGU 866 | PGU 867 | PGU 868 | PGU 869 | PGU 870 | PGU 871 | PGU 872 | PGU 873 | PGU 874 | PGU 875 | PGU 876 | PGU 877 | PGU 878 | PGU 879 | PGU 880 | PGU 881 | PGU 882 | PGU 883 | PGU 884 | PGU 885 | PGU 886 | PGU 887 | PGU 888 | PGU 889 | PGU 890 | PGU 891 | PGU 892 | PGU 893 | PGU 894 | PGU 895 | PGU 896 | PGU 897 | PGU 898 | PGU 899 | PGU 900 | PGU 901 | PGU 902 | PGU 903 | PGU 904 | PGU 905 | PGU 906 | PGU 907 | PGU 908 | PGU 909 | PGU 910 | PGU 911 | PGU 912 | PGU 913 | PGU 914 | PGU 915 | PGU 916 | PGU 917 | PGU 918 | PGU 919 | PGU 920 | PGU 921 | PGU 922 | PGU 923 | PGU 924 | PGU 925 | PGU 926 | PGU 927 | PGU 928 | PGU 929 | PGU 930 | PGU 931 | PGU 932 | PGU 933 | PGU 934 | PGU 935 | PGU 936 | PGU 937 | PGU 938 | PGU 939 | PGU 940 | PGU 941 | PGU 942 | PGU 943 | PGU 944 | PGU 945 | PGU 946 | PGU 947 | PGU 948 | PGU 949 | PGU 950 | PGU 951 | PGU 952 | PGU 953 | PGU 954 | PGU 955 | PGU 956 | PGU 957 | PGU 958 | PGU 959 | PGU 960 | PGU 961 | PGU 962 | PGU 963 | PGU 964 | PGU 965 | PGU 966 | PGU 967 | PGU 968 | PGU 969 | PGU 970 | PGU 971 | PGU 972 | PGU 973 | PGU 974 | PGU 975 | PGU 976 | PGU 977 | PGU 978 | PGU 979 | PGU 980 | PGU 981 | PGU 982 | PGU 983 | PGU 984 | PGU 985 | PGU 986 | PGU 987 | PGU 988 | PGU 989 | PGU 990 | PGU 991 | PGU 992 | PGU 993 | PGU 994 | PGU 995 | PGU 996 | PGU 997 | PGU 998 | PGU 999 | PGU 1000 | PGU 1001 | PGU 1002 | PGU 1003 | PGU 1004 | PGU 1005 | PGU 1006 | PGU 1007 | PGU 1008 | PGU 1009 | PGU 1010 | PGU 1011 | PGU 1012 | PGU 1013 | PGU 1014 | PGU 1015 | PGU 1016 | PGU 1017 | PGU 1018 | PGU 1019 | PGU 1020 | PGU 1021 | PGU 1022 | PGU 1023 | PGU 1024 | PGU 1025 | PGU 1026 | PGU 1027 | PGU 1028 | PGU 1029 | PGU 1030 | PGU 1031 | PGU 1032 | PGU 1033 | PGU 1034 | PGU 1035 | PGU 1036 | PGU 1037 | PGU 1038 | PGU 1039 | PGU 1040 | PGU 1041 | PGU 1042 | PGU 1043 | PGU 1044 | PGU 1045 | PGU 1046 | PGU 1047 | PGU 1048 | PGU 1049 | PGU 1050 | PGU 1051 | PGU 1052 | PGU 1053 | PGU 1054 | PGU 1055 | PGU 1056 | PGU 1057 | PGU 1058 | PGU 1059 | PGU 1060 | PGU 1061 | PGU 1062 | PGU 1063 | PGU 1064 | PGU 1065 | PGU 1066 | PGU 1067 | PGU 1068 | PGU 1069 | PGU 1070 | PGU 1071 | PGU 1072 | PGU 1073 | PGU 1074 | PGU 1075 | PGU 1076 | PGU 1077 | PGU 1078 | PGU 1079 | PGU 1080 | PGU 1081 | PGU 1082 | PGU 1083 | PGU 1084 | PGU 1085 | PGU 1086 | PGU 1087 | PGU 1088 | PGU 1089 | PGU 1090 | PGU 1091 | PGU 1092 | PGU 1093 | PGU 1094 | PGU 1095 | PGU 1096 | PGU 1097 | PGU 1098 | PGU 1099 | PGU 1100 | PGU 1101 | PGU 1102 | PGU 1103 | PGU 1104 | PGU 1105 | PGU 1106 | PGU 1107 | PGU 1108 | PGU 1109 | PGU 1110 | PGU 1111 | PGU 1112 | PGU 1113 | PGU 1114 | PGU 1115 | PGU 1116 | PGU 1117 | PGU 1118 | PGU 1119 | PGU 1120 | PGU 1121 | PGU 1122 | PGU 1123 | PGU 1124 | PGU 1125 | PGU 1126 | PGU 1127 | PGU 1128 | PGU 1129 | PGU 1130 | PGU 1131 | PGU 1132 | PGU 1133 | PGU 1134 | PGU 1135 | PGU 1136 | PGU 1137 | PGU 1138 | PGU 1139 | PGU 1140 | PGU 1141 | PGU 1142 | PGU 1143 | PGU 1144 | PGU 1145 | PGU 1146 | PGU 1147 | PGU 1148 | PGU 1149 | PGU 1150 | PGU 1151 | PGU 1152 | PGU 1153 | PGU 1154 | PGU 1155 | PGU 1156 | PGU 1157 | PGU 1158 | PGU 1159 | PGU 1160 | PGU 1161 | PGU 1162 | PGU 1163 | PGU 1164 | PGU 1165 | PGU 1166 | PGU 1167 | PGU 1168 | PGU 1169 | PGU 1170 | PGU 1171 | PGU 1172 | PGU 1173 | PGU 1174 | PGU 1175 | PGU 1176 | PGU 1177 | PGU 1178 | PGU 1179 | PGU 1180 | PGU 1181 | PGU 1182 | PGU 1183 | PGU 1184 | PGU 1185 | PGU 1186 | PGU 1187 | PGU 1188 | PGU 1189 | PGU 1190 | PGU 1191 | PGU 1192 | PGU 1193 | PGU 1194 | PGU 1195 | PGU 1196 | PGU 1197 | PGU 1198 | PGU 1199 | PGU 1200 | PGU 1201 | PGU 1202 | PGU 1203 | PGU 1204 | PGU 1205 | PGU 1206 | PGU 1207 | PGU 1208 | PGU 1209 | PGU 1210 | PGU 1211 | PGU 1212 | PGU 1213 | PGU 1214 | PGU 1215 | PGU 1216 | PGU 1217 | PGU 1218 | PGU 1219 | PGU 1220 | PGU 1221 | PGU 1222 | PGU 1223 | PGU 1224 | PGU 1225 | PGU 1226 | PGU 1227 | PGU 1228 | PGU 1229 | PGU 1230 | PGU 1231 | PGU 1232 | PGU 1233 | PGU 1234 | PGU 1235 | PGU 1236 | PGU 1237 | PGU 1238 | PGU 1239 | PGU 1240 | PGU 1241 | PGU 1242 | PGU 1243 | PGU 1244 | PGU 1245 | PGU 1246 | PGU 1247 | PGU 1248 | PGU 1249 | PGU 1250 | PGU 1251 | PGU 1252 | PGU 1253 | PGU 1254 | PGU 1255 | PGU 1256 | PGU 1257 | PGU 1258 | PGU 1259 | PGU 1260 | PGU 1261 | PGU 1262 | PGU 1263 | PGU 1264 | PGU 1265 | PGU 1266 | PGU 1267 | PGU 1268 | PGU 1269 | PGU 1270 | PGU 1271 | PGU 1272 | PGU 1273 | PGU 1274 | PGU 1275 | PGU 1276 | PGU 1277 | PGU 1278 | PGU 1279 | PGU 1280 | PGU 1281 | PGU 1282 | PGU 1283 | PGU 1284 | PGU 1285 | PGU 1286 | PGU 1287 | PGU 1288 | PGU 1289 | PGU 1290 | PGU 1291 | PGU 1292 | PGU 1293 | PGU 1294 | PGU 1295 | PGU 1296 | PGU 1297 | PGU 1298 | PGU 1299 | PGU 1300 | PGU 1301 | PGU 1302 | PGU 1303 | PGU 1304 | PGU 1305 | PGU 1306 | PGU 1307 | PGU 1308 | PGU 1309 | PGU 1310 | PGU 1311 | PGU 1312 | PGU 1313 | PGU 1314 | PGU 1315 | PGU 1316 | PGU 1317 | PGU 1318 | PGU 1319 | PGU 1320 | PGU 1321 | PGU 1322 | PGU 1323 | PGU 1324 | PGU 1325 | PGU 1326 | PGU 1327 | PGU 1328 | PGU 1329 | PGU 1330 | PGU 1331 | PGU 1332 | PGU 1333 | PGU 1334 | PGU 1335 | PGU 1336 | PGU 1337 | PGU 1338 | PGU 1339 | PGU 1340 | PGU 1341 | PGU 1342 | PGU 1343 | PGU 1344 | PGU 1345 | PGU 1346 | PGU 1347 | PGU 1348 | PGU 1349 | PGU 1350 | PGU 1351 | PGU 1352 | PGU 1353 | PGU 1354 | PGU 1355 | PGU 1356 | PGU 1357 | PGU 1358 | PGU 1359 | PGU 1360 | PGU 1361 | PGU 1362 | PGU 1363 | PGU 1364 | PGU 1365 | PGU 1366 | PGU 1367 | PGU 1368 | PGU 1369 | PGU 1370 | PGU 1371 | PGU 1372 | PGU 1373 | PGU 1374 | PGU 1375 | PGU 1376 | PGU 1377 | PGU 1378 | PGU 1379 | PGU 1380 | PGU 1381 | PGU 1382 | PGU 1383 | PGU 1384 | PGU 1385 | PGU 1386 | PGU 1387 | PGU 1388 | PGU 1389 | PGU 1390 | PGU 1391 | PGU 1392 | PGU 1393 | PGU 1394 | PGU 1395 | PGU 1396 | PGU 1397 | PGU 1398 | PGU 1399 | PGU 1400 | PGU 1401 | PGU 1402 | PGU 1403 | PGU 1404 | PGU 1405 | PGU 1406 | PGU 1407 | PGU 1408 | PGU 1409 | PGU 1410 | PGU 1411 | PGU 1412 | PGU 1413 | PGU 1414 | PGU 1415 | PGU 1416 | PGU 1417 | PGU 1418 | PGU 1419 | PGU 1420 | PGU 1421 | PGU 1422 | PGU 1423 | PGU 1424 | PGU 1425 | PGU 1426 | PGU 1427 | PGU 1428 | PGU 1429 | PGU 1430 | PGU 1431 | PGU 1432 | PGU 1433 | PGU 1434 | PGU 1435 | PGU 1436 | PGU 1437 | PGU 1438 | PGU 1439 | PGU 1440 | PGU 1441 | PGU 1442 | PGU 1443 | PGU 1444 | PGU 1445 | PGU 1446 | PGU 1447 | PGU 1448 | PGU 1449 | PGU 1450 | PGU 1451 | PGU 1452 | PGU 1453 | PGU 1454 | PGU 1455 | PGU 1456 | PGU 1457 | PGU 1458 | PGU 1459 | PGU 1460 | PGU 1461 | PGU 1462 | PGU 1463 | PGU 1464 | PGU 1465 | PGU 1466 | PGU 1467 | PGU 1468 | PGU 1469 | PGU 1470 | PGU 1471 | PGU 1472 | PGU 1473 | PGU 1474 | PGU 1475 | PGU 1476 | PGU 1477 | PGU 1478 | PGU 1479 | PGU 1480 | PGU 1481 | PGU 1482 | PGU 1483 | PGU 1484 | PGU 1485 | PGU 1486 | PGU 1487 | PGU 1488 | PGU 1489 | PGU 1490 | PGU 1491 | PGU 1492 | PGU 1493 | PGU 1494 | PGU 1495 | PGU 1496 | PGU 1497 | PGU 1498 | PGU 1499 | PGU 1500 | PGU 1501 | PGU 1502 | PGU 1503 | PGU 1504 | PGU 1505 | PGU 1506 | PGU 1507 | PGU 1508 | PGU 1509 | PGU 1510 | PGU 1511 | PGU 1512 | PGU 1513 | PGU 1514 | PGU 1515 | PGU 1516 | PGU 1517 | PGU 1518 | PGU 1519 | PGU 1520 | PGU 1521 | PGU 1522 | PGU 1523 | PGU 1524 | PGU 1525 | PGU 1526 | PGU 1527 | PGU 1528 | PGU 1529 | PGU 1530 | PGU 1531 | PGU 1532 | PGU 1533 | PGU 1534 | PGU 1535 | PGU 1536 | PGU 1537 | PGU 1538 | PGU 1539 | PGU 1540 | PGU 1541 | PGU 1542 | PGU 1543 | PGU 1544 | PGU 1545 | PGU 1546 | PGU 1547 | PGU 1548 | PGU 1549 | PGU 1550 | PGU 1551 | PGU 1552 | PGU 1553 | PGU 1554 | PGU 1555 | PGU 1556 | PGU 1557 | PGU 1558 | PGU 1559 | PGU 1560 | PGU 1561 | PGU 1562 | PGU 1563 | PGU 1564 | PGU 1565 | PGU 1566 | PGU 1567 | PGU 1568 | PGU 1569 | PGU 1570 | PGU 1571 | PGU 1572 | PGU 1573 | PGU 1574 | PGU 1575 | PGU 1576 | PGU 1577 | PGU 1578 | PGU 1579 | PGU 1580 | PGU 1581 | PGU 1582 | PGU 1583 | PGU 1584 | PGU 1585 | PGU 1586 | PGU 1587 | PGU 1588 | PGU 1589 | PGU 1590 | PGU 1591 | PGU 1592 | PGU 1593 | PGU 1594 | PGU 1595 | PGU 1596 | PGU 1597 | PGU 1598 | PGU 1599 | PGU 1600 | PGU 1601 | PGU 1602 | PGU 1603 | PGU 1604 | PGU 1605 | PGU 1606 | PGU 1607 | PGU 1608 | PGU 1609 | PGU 1610 | PGU 1611 | PGU 1612 | PGU 1613 | PGU 1614 | PGU 1615 | PGU 1616 | PGU 1617 | PGU 1618 | PGU 1619 | PGU 1620 | PGU 1621 | PGU 1622 | PGU 1623 | PGU 1624 | PGU 1625 | PGU 1626 | PGU 1627 | PGU 1628 | PGU 1629 | PGU 1630 | PGU 1631 | PGU 1632 | PGU 1633 | PGU 1634 | PGU 1635 | PGU 1636 | PGU 1637 | PGU 1638 | PGU 1639 | PGU 1640 | PGU 1641 | PGU 1642 | PGU 1643 | PGU 1644 | PGU 1645 | PGU 1646 | PGU 1647 | PGU 1648 | PGU 1649 | PGU 1650 | PGU 1651 | PGU 1652 | PGU 1653 | PGU 1654 | PGU 1655 | PGU 1656 | PGU 1657 | PGU 1658 | PGU 1659 | PGU 1660 | PGU 1661 | PGU 1662 | PGU 1663 | PGU 1664 | PGU 1665 | PGU 1666 | PGU 1667 | PGU 1668 | PGU 1669 | PGU 1670 | PGU 1671 | PGU 1672 | PGU 1673 | PGU 1674 | PGU 1675 | PGU 1676 | PGU 1677 | PGU 1678 | PGU 1679 | PGU 1680 | PGU 1681 | PGU 1682 | PGU 1683 | PGU 1684 | PGU 1685 | PGU 1686 | PGU 1687 | PGU 1688 | PGU 1689 | PGU 1690 | PGU 1691 | PGU 1692 | PGU 1693 | PGU 1694 | PGU 1695 | PGU 1696 | PGU 1697 | PGU 1698 | PGU 1699 | PGU 1700 | PGU 1701 | PGU 1702 | PGU 1703 | PGU 1704 | PGU 1705 | PGU 1706 | PGU 1707 | PGU 1708 | PGU 1709 | PGU 1710 | PGU 1711 | PGU 1712 | PGU 1713 | PGU 1714 | PGU 1715 | PGU 1716 | PGU 1717 | PGU 1718 | PGU 1719 | PGU 1720 | PGU 1721 | PGU 1722 | PGU 1723 | PGU 1724 | PGU 1725 | PGU 1726 | PGU 1727 | PGU 1728 | PGU 1729 | PGU 1730 | PGU 1731 | PGU 1732 | PGU 1733 | PGU 1734 | PGU 1735 | PGU 1736 | PGU 1737 | PGU 1738 | PGU 1739 | PGU 1740 | PGU 1741 | PGU 1742 | PGU 1743 | PGU 1744 | PGU 1745 | PGU 1746 | PGU 1747 | PGU 1748 | PGU 1749 | PGU 1750 | PGU 1751 | PGU 1752 | PGU 1753 | PGU 1754 | PGU 1755 | PGU 1756 | PGU 1757 | PGU 1758 | PGU 1759 | PGU 1760 | PGU 1761 | PGU 1762 | PGU 1763 | PGU 1764 | PGU 1765 | PGU 1766 | PGU 1767 | PGU 1768 | PGU 1769 | PGU 1770 | PGU 1771 | PGU 1772 | PGU 1773 | PGU 1774 | PGU 1775 | PGU 1776 | PGU 1777 | PGU 1778 | PGU 1779 | PGU 1780 | PGU 1781 | PGU 1782 | PGU 1783 | PGU 1784 | PGU 1785 | PGU 1786 | PGU 1787 | PGU 1788 | PGU 1789 | PGU 1790 | PGU 1791 | PGU 1792 | PGU 1793 | PGU 1794 | PGU 1795 | PGU 1796 | PGU 1797 | PGU 1798 | PGU 1799 | PGU 1800 | PGU 1801 | PGU 1802 | PGU 1803 | PGU 1804 | PGU 1805 | PGU 1806 | PGU 1807 | PGU 1808 | PGU 1809 | PGU 1810 | PGU 1811 | PGU 1812 | PGU 1813 | PGU 1814 | PGU 1815 | PGU 1816 | PGU 1817 | PGU 1818 | PGU 1819 | PGU 1820 | PGU 1821 | PGU 1822 | PGU 1823 | PGU 1824 | PGU 1825 | PGU 1826 | PGU 1827 | PGU 1828 | PGU 1829 | PGU 1830 | PGU 1831 | PGU 1832 | PGU 1833 | PGU 1834 | PGU 1835 | PGU 1836 | PGU 1837 | PGU 1838 | PGU 1839 | PGU 1840 | PGU 1841 | PGU 1842 | PGU 1843 | PGU 1844 | PGU 1845 | PGU 1846 | PGU 1847 | PGU 1848 | PGU 1849 | PGU 1850 | PGU 1851 | PGU 1852 | PGU 1853 | PGU 1854 | PGU 1855 | PGU 1856 | PGU 1857 | PGU 1858 | PGU 1859 | PGU 1860 | PGU 1861 | PGU 1862 | PGU 1863 | PGU 1864 | PGU 1865 | PGU 1866 | PGU 1867 | PGU 1868 | PGU 1869 | PGU 1870 | PGU 1871 | PGU 1872 | PGU 1873 | PGU 1874 | PGU 1875 | PGU 1876 | PGU 1877 | PGU 1878 | PGU 1879 | PGU 1880 | PGU 1881 | PGU 1882 | PGU 1883 | PGU 1884 | PGU 1885 | PGU 1886 | PGU 1887 | PGU 1888 | PGU 1889 | PGU 1890 | PGU 1891 | PGU 1892 | PGU 1893 | PGU 1894 | PGU 1895 | PGU 1896 | PGU 1897 | PGU 1898 | PGU 1899 | PGU 1900 | PGU 1901 | PGU 1902 | PGU 1903 | PGU 1904 | PGU 1905 | PGU 1906 | PGU 1907 | PGU 1908 | PGU 1909 | PGU 1910 | PGU 1911 | PGU 1912 | PGU 1913 | PGU 1914 | PGU 1915 | PGU 1916 | PGU 1917 | PGU 1918 | PGU 1919 | PGU 1920 | PGU 1921 | PGU 1922 | PGU 1923 | PGU 1924 | PGU 1925 | PGU 1926 | PGU 1927 | PGU 1928 | PGU 1929 | PGU 1930 | PGU 1931 | PGU 1932 | PGU 1933 | PGU 1934 | PGU 1935 | PGU 1936 | PGU 1937 | PGU 1938 | PGU 1939 | PGU 1940 | PGU 1941 | PGU 1942 | PGU 1943 | PGU 1944 | PGU 1945 | PGU 1946 | PGU 1947 | PGU 1948 | PGU 1949 | PGU 1950 | PGU 1951 | PGU 1952 | PGU 1953 | PGU 1954 | PGU 1955 | PGU 1956 | PGU 1957 | PGU 1958 | PGU 1959 | PGU 1960 | PGU 1961 | PGU 1962 | PGU 1963 | PGU 1964 | PGU 1965 | PGU 1966 | PGU 1967 | PGU 1968 | PGU 1969 | PGU 1970 | PGU 1971 | PGU 1972 | PGU 1973 | PGU 1974 | PGU 1975 | PGU 1976 | PGU 1977 | PGU 1978 | PGU 1979 | PGU 1980 | PGU 1981 | PGU 1982 | PGU 1983 | PGU 1984 | PGU 1985 | PGU 1986 | PGU 1987 | PGU 1988 | PGU 1989 | PGU 1990 | PGU 1991 | PGU 1992 | PGU 1993 | PGU 1994 | PGU 1995 | PGU 1996 | PGU 1997 | PGU 1998 | PGU 1999 | PGU 2000
1.01 | x | x | x | x | Primary energy source |  |  |  | Selection | Wind | PV | PV / storage | Gaseous and liquid fuels | Storage | Water | Other | N/A
1.02 | x | x | x | x | Category/class/equipment |  |  |  | Selection | Inverter | Storage inverter | Asynchronous generator | Synchronous generator | Fuel Cell | NS protection | PAV,E-monitoring | Voltage regulator (interposed) | Protection device | PGS controller | Other
1.03 | x | x | x | x | Manufacturer |  |  |  | Text
1.04 | x | x | x | x | Type |  |  |  | Text | Example Unit 01 | Example Unit 02 | Example Unit 03 | Example Unit 04 | Example Unit 05 | Example Unit 06 | Example Unit 07 | Example Unit 08 | Example Unit 09 | Example Unit 10
1.05 | x | x | x | x | Certificate issue date | Date of issue |  |  | Date
1.07 | x | x | x | x | VDE-AR-N 4110 issue date | Only fill in the relevant norm |  |  | Selection | VDE-AR-N 4110:2018-11 | VDE-AR-N 4110:2023-09
1.08 | x | x | x | x | VDE-AR-N 4120 issue date | Only fill in the relevant norm |  |  | Selection | VDE-AR-N 4120:2018-11
1.09 | x | x | x | x | VDE-AR-N 4130 issue date | Only fill in the relevant norm |  |  | Selection | VDE-AR-N 4130:2018-11
1.10 | x | x | x | x | Certificate number |  |  |  | Text
1.11 | x | x | x | x | Certification body |  |  |  | Text
1.12 | x | x | x | x | Type of verification document | Certificate, manufacturer declaration, prototype confirmation |  |  | Selection | Certificate | Manufacturer declaration | Prototype confirmation
1.13 | x | x | x | x | Validity status |  |  |  | Selection | Valid/ongoing | Withdrawn (replaced by) | Withdrawn (not replaced) | Expired/invalid
1.14 | x | x | x | x | Start date of validity |  |  |  | Date
1.15 | x | x | x | x | End date of validity |  |  |  | Date
1.16 | x | x | x | x | Verification document cover is stored as a pdf file | Document is available |  |  | "File" | Yes | No
1.18 | x | x | x | x | Restrictions | Specify as shown in the certificate, if available |  |  | Text
1.20 | x | x |  |  | Maximum active power | (VDE-AR-N 4110 Kap 3.1.30.7) | PEmax | kW | Decimal number (1 decimal place)
1.21 | x | x | x | x | Maximum active power of the generation unit at 0,9 Un | (VDE-AR-N 4110 Kap. 10.2.1.2/11.2.3.1) | Pq-st | kW | Decimal number (1 decimal place)
1.22 | x | x |  |  | Maximum apparent power | (VDE-AR-N 4110 Kap 3.1.30.14) | SEmax | kVA | Decimal number (1 decimal place)
1.23 | x | x |  |  | Rated active power | (VDE-AR-N 4110 Kap 3.1.30.4) | PrE | kW | Decimal number (1 decimal place)
1.24 | x | x |  |  | Rated apparent power | (VDE-AR-N 4110 Kap 3.1.30.15) | SrE | kVA | Decimal number (1 decimal place)
1.25 | x | x |  |  | Rated voltage | (VDE-AR-N 4110 Kap 3.1.64.4) | Ur | V | Integer
1.26 | x | x |  |  | Rated current | (VDE-AR-N 4110 Kap 3.1.52.7) | Ir | A | Decimal number (1 decimal place)
1.27 | x | x |  |  | Peak short-circuit current | (VDE-AR-N 4110 Kap 3.1.52.6) | ip | A | Decimal number (1 decimal place)
1.28 | x | x |  |  | Initial short-circuit alternating current | (VDE-AR-N 4110 Kap 3.1.52.4) | I″k | A | Decimal number (1 decimal place)
1.29 |  | x |  |  | Max. no. of switching operations (switching operation 1) | Start-up at Pavailable <10% Pn | N10 |  | Integer
1.30 |  | x |  |  | Max. no. of switching operations (switching operation 1) | Start-up at Pavailable <10% Pn | N120 |  | Integer
1.31 |  | x |  |  | Voltage variation factor, 30° (switching operation 1) | (VDE-AR-N 4110 Kap. 11.2.2.1 / FGW TR 3 Rev. 26 Kap. 4.3.2) | ku(Ψ) |  | Decimal number (3 decimal places)
1.32 |  | x |  |  | Voltage variation factor, 50° (switching operation 1) | (VDE-AR-N 4110 Kap. 11.2.2.1 / FGW TR 3 Rev. 26 Kap. 4.3.2) | ku(Ψ) |  | Decimal number (3 decimal places)
1.33 |  | x |  |  | Voltage variation factor, 70° (switching operation 1) | (VDE-AR-N 4110 Kap. 11.2.2.1 / FGW TR 3 Rev. 26 Kap. 4.3.2) | ku(Ψ) |  | Decimal number (3 decimal places)
1.34 |  | x |  |  | Voltage variation factor, 85° (switching operation 1) | (VDE-AR-N 4110 Kap. 11.2.2.1 / FGW TR 3 Rev. 26 Kap. 4.3.2) | ku(Ψ) |  | Decimal number (3 decimal places)
1.35 |  | x |  |  | Flicker step factor, 30° (switching operation 1) | (VDE-AR-N 4110 Kap. 11.2.2.1 / FGW TR 3 Rev. 26 Kap. 4.3.2) | kf(Ψ) |  | Decimal number (3 decimal places)
1.36 |  | x |  |  | Flicker step factor, 50° (switching operation 1) | (VDE-AR-N 4110 Kap. 11.2.2.1 / FGW TR 3 Rev. 26 Kap. 4.3.2) | kf(Ψ) |  | Decimal number (3 decimal places)
1.37 |  | x |  |  | Flicker step factor, 70° (switching operation 1) | (VDE-AR-N 4110 Kap. 11.2.2.1 / FGW TR 3 Rev. 26 Kap. 4.3.2) | kf(Ψ) |  | Decimal number (3 decimal places)
1.38 |  | x |  |  | Flicker step factor, 85° (switching operation 1) | (VDE-AR-N 4110 Kap. 11.2.2.1 / FGW TR 3 Rev. 26 Kap. 4.3.2) | kf(Ψ) |  | Decimal number (3 decimal places)
1.39 |  | x |  |  | Max. no. of switching operations (switching operation 2) | Start-up at Pavailable = Pn | N10 |  | Integer
1.40 |  | x |  |  | Max. no. of switching operations (switching operation 2) | Start-up at Pavailable = Pn | N120 |  | Integer
1.41 |  | x |  |  | Voltage variation factor, 30° (switching operation 2) | (VDE-AR-N 4110 Kap. 11.2.2.1 / FGW TR 3 Rev. 26 Kap. 4.3.2) | ku(Ψ) |  | Decimal number (3 decimal places)
1.42 |  | x |  |  | Voltage variation factor, 50° (switching operation 2) | (VDE-AR-N 4110 Kap. 11.2.2.1 / FGW TR 3 Rev. 26 Kap. 4.3.2) | ku(Ψ) |  | Decimal number (3 decimal places)
1.43 |  | x |  |  | Voltage variation factor, 70° (switching operation 2) | (VDE-AR-N 4110 Kap. 11.2.2.1 / FGW TR 3 Rev. 26 Kap. 4.3.2) | ku(Ψ) |  | Decimal number (3 decimal places)
1.44 |  | x |  |  | Voltage variation factor, 85° (switching operation 2) | (VDE-AR-N 4110 Kap. 11.2.2.1 / FGW TR 3 Rev. 26 Kap. 4.3.2) | ku(Ψ) |  | Decimal number (3 decimal places)
1.45 |  | x |  |  | Flicker step factor, 30° (switching operation 2) | (VDE-AR-N 4110 Kap. 11.2.2.1 / FGW TR 3 Rev. 26 Kap. 4.3.2) | kf(Ψ) |  | Decimal number (3 decimal places)
1.46 |  | x |  |  | Flicker step factor, 50° (switching operation 2) | (VDE-AR-N 4110 Kap. 11.2.2.1 / FGW TR 3 Rev. 26 Kap. 4.3.2) | kf(Ψ) |  | Decimal number (3 decimal places)
1.47 |  | x |  |  | Flicker step factor, 70° (switching operation 2) | (VDE-AR-N 4110 Kap. 11.2.2.1 / FGW TR 3 Rev. 26 Kap. 4.3.2) | kf(Ψ) |  | Decimal number (3 decimal places)
1.48 |  | x |  |  | Flicker step factor, 85° (switching operation 2) | (VDE-AR-N 4110 Kap. 11.2.2.1 / FGW TR 3 Rev. 26 Kap. 4.3.2) | kf(Ψ) |  | Decimal number (3 decimal places)
1.49 |  | x |  |  | Max. no. of switching operations (switching operation 2) | Cut off at Pavailable = Pn | N10 |  | Integer
1.50 |  | x |  |  | Max. no. of switching operations (switching operation 3) | Cut off at Pavailable = Pn | N120 |  | Integer
1.51 |  | x |  |  | Voltage variation factor, 30° (switching operation 3) | (VDE-AR-N 4110 Kap. 11.2.2.1 / FGW TR 3 Rev. 26 Kap. 4.3.2) | ku(Ψ) |  | Decimal number (3 decimal places)
1.52 |  | x |  |  | Voltage variation factor, 50° (switching operation 3) | (VDE-AR-N 4110 Kap. 11.2.2.1 / FGW TR 3 Rev. 26 Kap. 4.3.2) | ku(Ψ) |  | Decimal number (3 decimal places)
1.53 |  | x |  |  | Voltage variation factor, 70° (switching operation 3) | (VDE-AR-N 4110 Kap. 11.2.2.1 / FGW TR 3 Rev. 26 Kap. 4.3.2) | ku(Ψ) |  | Decimal number (3 decimal places)
1.54 |  | x |  |  | Voltage variation factor, 85° (switching operation 3) | (VDE-AR-N 4110 Kap. 11.2.2.1 / FGW TR 3 Rev. 26 Kap. 4.3.2) | ku(Ψ) |  | Decimal number (3 decimal places)
1.55 |  | x |  |  | Flicker step factor, 30° (switching operation 3) | (VDE-AR-N 4110 Kap. 11.2.2.1 / FGW TR 3 Rev. 26 Kap. 4.3.2) | kf(Ψ) |  | Decimal number (3 decimal places)
1.56 |  | x |  |  | Flicker step factor, 50° (switching operation 3) | (VDE-AR-N 4110 Kap. 11.2.2.1 / FGW TR 3 Rev. 26 Kap. 4.3.2) | kf(Ψ) |  | Decimal number (3 decimal places)
1.57 |  | x |  |  | Flicker step factor, 70° (switching operation 3) | (VDE-AR-N 4110 Kap. 11.2.2.1 / FGW TR 3 Rev. 26 Kap. 4.3.2) | kf(Ψ) |  | Decimal number (3 decimal places)
1.58 |  | x |  |  | Flicker step factor, 85° (switching operation 3) | (VDE-AR-N 4110 Kap. 11.2.2.1 / FGW TR 3 Rev. 26 Kap. 4.3.2) | kf(Ψ) |  | Decimal number (3 decimal places)
1.63 |  | x |  |  | Worst case of all switching operation |  | ki max |  | Dezimalzahl (3 Nachkommastellen)
1.64 |  | x |  |  | Flicker, system flicker coefficient, 30° | (VDE-AR-N 4110 Kap. 11.2.2.2 / FGW TR 3 Rev. 26 Kap. 4.3.1) | cΨ |  | Decimal number (1 decimal place)
1.65 |  | x |  |  | Flicker, system flicker coefficient, 50° | (VDE-AR-N 4110 Kap. 11.2.2.2 / FGW TR 3 Rev. 26 Kap. 4.3.1) | cΨ |  | Decimal number (1 decimal place)
1.66 |  | x |  |  | Flicker, system flicker coefficient, 70° | (VDE-AR-N 4110 Kap. 11.2.2.2 / FGW TR 3 Rev. 26 Kap. 4.3.1) | cΨ |  | Decimal number (1 decimal place)
1.67 |  | x |  |  | Flicker, system flicker coefficient, 85° | (VDE-AR-N 4110 Kap. 11.2.2.2 / FGW TR 3 Rev. 26 Kap. 4.3.1) | cΨ |  | Decimal number (1 decimal place)
1.68 |  | x |  |  | Software environment and version number in which the model was validated |  |  |  | Text
[5 empty] | Effective Impedance Reference Point |  |  |  |  | without unit transformer (0.27 p.u. max) | including unit transformer (0.35 p.u. max)

## Inertia Parameters for Type 1
ID | GFU<30kW | GFU≥30kW | NS Protection | PAV,E | Attribute name | Explanation of data input (Notes) | Formula symbol | Unit | Data type | GFU 1 | GFU 2 | GFU 3 | GFU 4 | GFU 5 | GFU 6 | GFU 7 | GFU 8 | GFU 9 | GFU 10 | GFU 11 | GFU 12 | GFU 13 | GFU 14 | GFU 15 | GFU 16 | GFU 17 | GFU 18 | GFU 19 | GFU 20 | GFU 21 | GFU 22 | GFU 23 | GFU 24 | GFU 25 | GFU 26 | GFU 27 | GFU 28 | GFU 29 | GFU 30 | GFU 31 | GFU 32 | GFU 33 | GFU 34 | GFU 35 | GFU 36 | GFU 37 | GFU 38 | GFU 39 | GFU 40 | GFU 41 | GFU 42 | GFU 43 | GFU 44 | GFU 45 | GFU 46 | GFU 47 | GFU 48 | GFU 49 | GFU 50 | GFU 51 | GFU 52 | GFU 53 | GFU 54 | GFU 55 | GFU 56 | GFU 57 | GFU 58 | GFU 59 | GFU 60 | GFU 61 | GFU 62 | GFU 63 | GFU 64 | GFU 65 | GFU 66 | GFU 67 | GFU 68 | GFU 69 | GFU 70 | GFU 71 | GFU 72 | GFU 73 | GFU 74 | GFU 75 | GFU 76 | GFU 77 | GFU 78 | GFU 79 | GFU 80 | GFU 81 | GFU 82 | GFU 83 | GFU 84 | GFU 85 | GFU 86 | GFU 87 | GFU 88 | GFU 89 | GFU 90 | GFU 91 | GFU 92 | GFU 93 | GFU 94 | GFU 95 | GFU 96 | GFU 97 | GFU 98 | GFU 99 | GFU 100 | GFU 101 | GFU 102 | GFU 103 | GFU 104 | GFU 105 | GFU 106 | GFU 107 | GFU 108 | GFU 109 | GFU 110 | GFU 111 | GFU 112 | GFU 113 | GFU 114 | GFU 115 | GFU 116 | GFU 117 | GFU 118 | GFU 119 | GFU 120 | GFU 121 | GFU 122 | GFU 123 | GFU 124 | GFU 125 | GFU 126 | GFU 127 | GFU 128 | GFU 129 | GFU 130 | GFU 131 | GFU 132 | GFU 133 | GFU 134 | GFU 135 | GFU 136 | GFU 137 | GFU 138 | GFU 139 | GFU 140 | GFU 141 | GFU 142 | GFU 143 | GFU 144 | GFU 145 | GFU 146 | GFU 147 | GFU 148 | GFU 149 | GFU 150 | GFU 151 | GFU 152 | GFU 153 | GFU 154 | GFU 155 | GFU 156 | GFU 157 | GFU 158 | GFU 159 | GFU 160 | GFU 161 | GFU 162 | GFU 163 | GFU 164 | GFU 165 | GFU 166 | GFU 167 | GFU 168 | GFU 169 | GFU 170 | GFU 171 | GFU 172 | GFU 173 | GFU 174 | GFU 175 | GFU 176 | GFU 177 | GFU 178 | GFU 179 | GFU 180 | GFU 181 | GFU 182 | GFU 183 | GFU 184 | GFU 185 | GFU 186 | GFU 187 | GFU 188 | GFU 189 | GFU 190 | GFU 191 | GFU 192 | GFU 193 | GFU 194 | GFU 195 | GFU 196 | GFU 197 | GFU 198 | GFU 199 | GFU 200 | GFU 201 | GFU 202 | GFU 203 | GFU 204 | GFU 205 | GFU 206 | GFU 207 | GFU 208 | GFU 209 | GFU 210 | GFU 211 | GFU 212 | GFU 213 | GFU 214 | GFU 215 | GFU 216 | GFU 217 | GFU 218 | GFU 219 | GFU 220 | GFU 221 | GFU 222 | GFU 223 | GFU 224 | GFU 225 | GFU 226 | GFU 227 | GFU 228 | GFU 229 | GFU 230 | GFU 231 | GFU 232 | GFU 233 | GFU 234 | GFU 235 | GFU 236 | GFU 237 | GFU 238 | GFU 239 | GFU 240 | GFU 241 | GFU 242 | GFU 243 | GFU 244 | GFU 245 | GFU 246 | GFU 247 | GFU 248 | GFU 249 | GFU 250 | GFU 251 | GFU 252 | GFU 253 | GFU 254 | GFU 255 | GFU 256 | GFU 257 | GFU 258 | GFU 259 | GFU 260 | GFU 261 | GFU 262 | GFU 263 | GFU 264 | GFU 265 | GFU 266 | GFU 267 | GFU 268 | GFU 269 | GFU 270 | GFU 271 | GFU 272 | GFU 273 | GFU 274 | GFU 275 | GFU 276 | GFU 277 | GFU 278 | GFU 279 | GFU 280 | GFU 281 | GFU 282 | GFU 283 | GFU 284 | GFU 285 | GFU 286 | GFU 287 | GFU 288 | GFU 289 | GFU 290 | GFU 291 | GFU 292 | GFU 293 | GFU 294 | GFU 295 | GFU 296 | GFU 297 | GFU 298 | GFU 299 | GFU 300 | GFU 301 | GFU 302 | GFU 303 | GFU 304 | GFU 305 | GFU 306 | GFU 307 | GFU 308 | GFU 309 | GFU 310 | GFU 311 | GFU 312 | GFU 313 | GFU 314 | GFU 315 | GFU 316 | GFU 317 | GFU 318 | GFU 319 | GFU 320 | GFU 321 | GFU 322 | GFU 323 | GFU 324 | GFU 325 | GFU 326 | GFU 327 | GFU 328 | GFU 329 | GFU 330 | GFU 331 | GFU 332 | GFU 333 | GFU 334 | GFU 335 | GFU 336 | GFU 337 | GFU 338 | GFU 339 | GFU 340 | GFU 341 | GFU 342 | GFU 343 | GFU 344 | GFU 345 | GFU 346 | GFU 347 | GFU 348 | GFU 349 | GFU 350 | GFU 351 | GFU 352 | GFU 353 | GFU 354 | GFU 355 | GFU 356 | GFU 357 | GFU 358 | GFU 359 | GFU 360 | GFU 361 | GFU 362 | GFU 363 | GFU 364 | GFU 365 | GFU 366 | GFU 367 | GFU 368 | GFU 369 | GFU 370 | GFU 371 | GFU 372 | GFU 373 | GFU 374 | GFU 375 | GFU 376 | GFU 377 | GFU 378 | GFU 379 | GFU 380 | GFU 381 | GFU 382 | GFU 383 | GFU 384 | GFU 385 | GFU 386 | GFU 387 | GFU 388 | GFU 389 | GFU 390 | GFU 391 | GFU 392 | GFU 393 | GFU 394 | GFU 395 | GFU 396 | GFU 397 | GFU 398 | GFU 399 | GFU 400 | GFU 401 | GFU 402 | GFU 403 | GFU 404 | GFU 405 | GFU 406 | GFU 407 | GFU 408 | GFU 409 | GFU 410 | GFU 411 | GFU 412 | GFU 413 | GFU 414 | GFU 415 | GFU 416 | GFU 417 | GFU 418 | GFU 419 | GFU 420 | GFU 421 | GFU 422 | GFU 423 | GFU 424 | GFU 425 | GFU 426 | GFU 427 | GFU 428 | GFU 429 | GFU 430 | GFU 431 | GFU 432 | GFU 433 | GFU 434 | GFU 435 | GFU 436 | GFU 437 | GFU 438 | GFU 439 | GFU 440 | GFU 441 | GFU 442 | GFU 443 | GFU 444 | GFU 445 | GFU 446 | GFU 447 | GFU 448 | GFU 449 | GFU 450 | GFU 451 | GFU 452 | GFU 453 | GFU 454 | GFU 455 | GFU 456 | GFU 457 | GFU 458 | GFU 459 | GFU 460 | GFU 461 | GFU 462 | GFU 463 | GFU 464 | GFU 465 | GFU 466 | GFU 467 | GFU 468 | GFU 469 | GFU 470 | GFU 471 | GFU 472 | GFU 473 | GFU 474 | GFU 475 | GFU 476 | GFU 477 | GFU 478 | GFU 479 | GFU 480 | GFU 481 | GFU 482 | GFU 483 | GFU 484 | GFU 485 | GFU 486 | GFU 487 | GFU 488 | GFU 489 | GFU 490 | GFU 491 | GFU 492 | GFU 493 | GFU 494 | GFU 495 | GFU 496 | GFU 497 | GFU 498 | GFU 499 | GFU 500 | GFU 501 | GFU 502 | GFU 503 | GFU 504 | GFU 505 | GFU 506 | GFU 507 | GFU 508 | GFU 509 | GFU 510 | GFU 511 | GFU 512 | GFU 513 | GFU 514 | GFU 515 | GFU 516 | GFU 517 | GFU 518 | GFU 519 | GFU 520 | GFU 521 | GFU 522 | GFU 523 | GFU 524 | GFU 525 | GFU 526 | GFU 527 | GFU 528 | GFU 529 | GFU 530 | GFU 531 | GFU 532 | GFU 533 | GFU 534 | GFU 535 | GFU 536 | GFU 537 | GFU 538 | GFU 539 | GFU 540 | GFU 541 | GFU 542 | GFU 543 | GFU 544 | GFU 545 | GFU 546 | GFU 547 | GFU 548 | GFU 549 | GFU 550 | GFU 551 | GFU 552 | GFU 553 | GFU 554 | GFU 555 | GFU 556 | GFU 557 | GFU 558 | GFU 559 | GFU 560 | GFU 561 | GFU 562 | GFU 563 | GFU 564 | GFU 565 | GFU 566 | GFU 567 | GFU 568 | GFU 569 | GFU 570 | GFU 571 | GFU 572 | GFU 573 | GFU 574 | GFU 575 | GFU 576 | GFU 577 | GFU 578 | GFU 579 | GFU 580 | GFU 581 | GFU 582 | GFU 583 | GFU 584 | GFU 585 | GFU 586 | GFU 587 | GFU 588 | GFU 589 | GFU 590 | GFU 591 | GFU 592 | GFU 593 | GFU 594 | GFU 595 | GFU 596 | GFU 597 | GFU 598 | GFU 599 | GFU 600 | GFU 601 | GFU 602 | GFU 603 | GFU 604 | GFU 605 | GFU 606 | GFU 607 | GFU 608 | GFU 609 | GFU 610 | GFU 611 | GFU 612 | GFU 613 | GFU 614 | GFU 615 | GFU 616 | GFU 617 | GFU 618 | GFU 619 | GFU 620 | GFU 621 | GFU 622 | GFU 623 | GFU 624 | GFU 625 | GFU 626 | GFU 627 | GFU 628 | GFU 629 | GFU 630 | GFU 631 | GFU 632 | GFU 633 | GFU 634 | GFU 635 | GFU 636 | GFU 637 | GFU 638 | GFU 639 | GFU 640 | GFU 641 | GFU 642 | GFU 643 | GFU 644 | GFU 645 | GFU 646 | GFU 647 | GFU 648 | GFU 649 | GFU 650 | GFU 651 | GFU 652 | GFU 653 | GFU 654 | GFU 655 | GFU 656 | GFU 657 | GFU 658 | GFU 659 | GFU 660 | GFU 661 | GFU 662 | GFU 663 | GFU 664 | GFU 665 | GFU 666 | GFU 667 | GFU 668 | GFU 669 | GFU 670 | GFU 671 | GFU 672 | GFU 673 | GFU 674 | GFU 675 | GFU 676 | GFU 677 | GFU 678 | GFU 679 | GFU 680 | GFU 681 | GFU 682 | GFU 683 | GFU 684 | GFU 685 | GFU 686 | GFU 687 | GFU 688 | GFU 689 | GFU 690 | GFU 691 | GFU 692 | GFU 693 | GFU 694 | GFU 695 | GFU 696 | GFU 697 | GFU 698 | GFU 699 | GFU 700 | GFU 701 | GFU 702 | GFU 703 | GFU 704 | GFU 705 | GFU 706 | GFU 707 | GFU 708 | GFU 709 | GFU 710 | GFU 711 | GFU 712 | GFU 713 | GFU 714 | GFU 715 | GFU 716 | GFU 717 | GFU 718 | GFU 719 | GFU 720 | GFU 721 | GFU 722 | GFU 723 | GFU 724 | GFU 725 | GFU 726 | GFU 727 | GFU 728 | GFU 729 | GFU 730 | GFU 731 | GFU 732 | GFU 733 | GFU 734 | GFU 735 | GFU 736 | GFU 737 | GFU 738 | GFU 739 | GFU 740 | GFU 741 | GFU 742 | GFU 743 | GFU 744 | GFU 745 | GFU 746 | GFU 747 | GFU 748 | GFU 749 | GFU 750 | GFU 751 | GFU 752 | GFU 753 | GFU 754 | GFU 755 | GFU 756 | GFU 757 | GFU 758 | GFU 759 | GFU 760 | GFU 761 | GFU 762 | GFU 763 | GFU 764 | GFU 765 | GFU 766 | GFU 767 | GFU 768 | GFU 769 | GFU 770 | GFU 771 | GFU 772 | GFU 773 | GFU 774 | GFU 775 | GFU 776 | GFU 777 | GFU 778 | GFU 779 | GFU 780 | GFU 781 | GFU 782 | GFU 783 | GFU 784 | GFU 785 | GFU 786 | GFU 787 | GFU 788 | GFU 789 | GFU 790 | GFU 791 | GFU 792 | GFU 793 | GFU 794 | GFU 795 | GFU 796 | GFU 797 | GFU 798 | GFU 799 | GFU 800 | GFU 801 | GFU 802 | GFU 803 | GFU 804 | GFU 805 | GFU 806 | GFU 807 | GFU 808 | GFU 809 | GFU 810 | GFU 811 | GFU 812 | GFU 813 | GFU 814 | GFU 815 | GFU 816 | GFU 817 | GFU 818 | GFU 819 | GFU 820 | GFU 821 | GFU 822 | GFU 823 | GFU 824 | GFU 825 | GFU 826 | GFU 827 | GFU 828 | GFU 829 | GFU 830 | GFU 831 | GFU 832 | GFU 833 | GFU 834 | GFU 835 | GFU 836 | GFU 837 | GFU 838 | GFU 839 | GFU 840 | GFU 841 | GFU 842 | GFU 843 | GFU 844 | GFU 845 | GFU 846 | GFU 847 | GFU 848 | GFU 849 | GFU 850 | GFU 851 | GFU 852 | GFU 853 | GFU 854 | GFU 855 | GFU 856 | GFU 857 | GFU 858 | GFU 859 | GFU 860 | GFU 861 | GFU 862 | GFU 863 | GFU 864 | GFU 865 | GFU 866 | GFU 867 | GFU 868 | GFU 869 | GFU 870 | GFU 871 | GFU 872 | GFU 873 | GFU 874 | GFU 875 | GFU 876 | GFU 877 | GFU 878 | GFU 879 | GFU 880 | GFU 881 | GFU 882 | GFU 883 | GFU 884 | GFU 885 | GFU 886 | GFU 887 | GFU 888 | GFU 889 | GFU 890 | GFU 891 | GFU 892 | GFU 893 | GFU 894 | GFU 895 | GFU 896 | GFU 897 | GFU 898 | GFU 899 | GFU 900 | GFU 901 | GFU 902 | GFU 903 | GFU 904 | GFU 905 | GFU 906 | GFU 907 | GFU 908 | GFU 909 | GFU 910 | GFU 911 | GFU 912 | GFU 913 | GFU 914 | GFU 915 | GFU 916 | GFU 917 | GFU 918 | GFU 919 | GFU 920 | GFU 921 | GFU 922 | GFU 923 | GFU 924 | GFU 925 | GFU 926 | GFU 927 | GFU 928 | GFU 929 | GFU 930 | GFU 931 | GFU 932 | GFU 933 | GFU 934 | GFU 935 | GFU 936 | GFU 937 | GFU 938 | GFU 939 | GFU 940 | GFU 941 | GFU 942 | GFU 943 | GFU 944 | GFU 945 | GFU 946 | GFU 947 | GFU 948 | GFU 949 | GFU 950 | GFU 951 | GFU 952 | GFU 953 | GFU 954 | GFU 955 | GFU 956 | GFU 957 | GFU 958 | GFU 959 | GFU 960 | GFU 961 | GFU 962 | GFU 963 | GFU 964 | GFU 965 | GFU 966 | GFU 967 | GFU 968 | GFU 969 | GFU 970 | GFU 971 | GFU 972 | GFU 973 | GFU 974 | GFU 975 | GFU 976 | GFU 977 | GFU 978 | GFU 979 | GFU 980 | GFU 981 | GFU 982 | GFU 983 | GFU 984 | GFU 985 | GFU 986 | GFU 987 | GFU 988 | GFU 989 | GFU 990 | GFU 991 | GFU 992 | GFU 993 | GFU 994 | GFU 995 | GFU 996 | GFU 997 | GFU 998 | GFU 999 | GFU 1000 | GFU 1001 | GFU 1002 | GFU 1003 | GFU 1004 | GFU 1005 | GFU 1006 | GFU 1007 | GFU 1008 | GFU 1009 | GFU 1010 | GFU 1011 | GFU 1012 | GFU 1013 | GFU 1014 | GFU 1015 | GFU 1016 | GFU 1017 | GFU 1018 | GFU 1019 | GFU 1020 | GFU 1021 | GFU 1022 | GFU 1023 | GFU 1024 | GFU 1025 | GFU 1026 | GFU 1027 | GFU 1028 | GFU 1029 | GFU 1030 | GFU 1031 | GFU 1032 | GFU 1033 | GFU 1034 | GFU 1035 | GFU 1036 | GFU 1037 | GFU 1038 | GFU 1039 | GFU 1040 | GFU 1041 | GFU 1042 | GFU 1043 | GFU 1044 | GFU 1045 | GFU 1046 | GFU 1047 | GFU 1048 | GFU 1049 | GFU 1050 | GFU 1051 | GFU 1052 | GFU 1053 | GFU 1054 | GFU 1055 | GFU 1056 | GFU 1057 | GFU 1058 | GFU 1059 | GFU 1060 | GFU 1061 | GFU 1062 | GFU 1063 | GFU 1064 | GFU 1065 | GFU 1066 | GFU 1067 | GFU 1068 | GFU 1069 | GFU 1070 | GFU 1071 | GFU 1072 | GFU 1073 | GFU 1074 | GFU 1075 | GFU 1076 | GFU 1077 | GFU 1078 | GFU 1079 | GFU 1080 | GFU 1081 | GFU 1082 | GFU 1083 | GFU 1084 | GFU 1085 | GFU 1086 | GFU 1087 | GFU 1088 | GFU 1089 | GFU 1090 | GFU 1091 | GFU 1092 | GFU 1093 | GFU 1094 | GFU 1095 | GFU 1096 | GFU 1097 | GFU 1098 | GFU 1099 | GFU 1100 | GFU 1101 | GFU 1102 | GFU 1103 | GFU 1104 | GFU 1105 | GFU 1106 | GFU 1107 | GFU 1108 | GFU 1109 | GFU 1110 | GFU 1111 | GFU 1112 | GFU 1113 | GFU 1114 | GFU 1115 | GFU 1116 | GFU 1117 | GFU 1118 | GFU 1119 | GFU 1120 | GFU 1121 | GFU 1122 | GFU 1123 | GFU 1124 | GFU 1125 | GFU 1126 | GFU 1127 | GFU 1128 | GFU 1129 | GFU 1130 | GFU 1131 | GFU 1132 | GFU 1133 | GFU 1134 | GFU 1135 | GFU 1136 | GFU 1137 | GFU 1138 | GFU 1139 | GFU 1140 | GFU 1141 | GFU 1142 | GFU 1143 | GFU 1144 | GFU 1145 | GFU 1146 | GFU 1147 | GFU 1148 | GFU 1149 | GFU 1150 | GFU 1151 | GFU 1152 | GFU 1153 | GFU 1154 | GFU 1155 | GFU 1156 | GFU 1157 | GFU 1158 | GFU 1159 | GFU 1160 | GFU 1161 | GFU 1162 | GFU 1163 | GFU 1164 | GFU 1165 | GFU 1166 | GFU 1167 | GFU 1168 | GFU 1169 | GFU 1170 | GFU 1171 | GFU 1172 | GFU 1173 | GFU 1174 | GFU 1175 | GFU 1176 | GFU 1177 | GFU 1178 | GFU 1179 | GFU 1180 | GFU 1181 | GFU 1182 | GFU 1183 | GFU 1184 | GFU 1185 | GFU 1186 | GFU 1187 | GFU 1188 | GFU 1189 | GFU 1190 | GFU 1191 | GFU 1192 | GFU 1193 | GFU 1194 | GFU 1195 | GFU 1196 | GFU 1197 | GFU 1198 | GFU 1199 | GFU 1200 | GFU 1201 | GFU 1202 | GFU 1203 | GFU 1204 | GFU 1205 | GFU 1206 | GFU 1207 | GFU 1208 | GFU 1209 | GFU 1210 | GFU 1211 | GFU 1212 | GFU 1213 | GFU 1214 | GFU 1215 | GFU 1216 | GFU 1217 | GFU 1218 | GFU 1219 | GFU 1220 | GFU 1221 | GFU 1222 | GFU 1223 | GFU 1224 | GFU 1225 | GFU 1226 | GFU 1227 | GFU 1228 | GFU 1229 | GFU 1230 | GFU 1231 | GFU 1232 | GFU 1233 | GFU 1234 | GFU 1235 | GFU 1236 | GFU 1237 | GFU 1238 | GFU 1239 | GFU 1240 | GFU 1241 | GFU 1242 | GFU 1243 | GFU 1244 | GFU 1245 | GFU 1246 | GFU 1247 | GFU 1248 | GFU 1249 | GFU 1250 | GFU 1251 | GFU 1252 | GFU 1253 | GFU 1254 | GFU 1255 | GFU 1256 | GFU 1257 | GFU 1258 | GFU 1259 | GFU 1260 | GFU 1261 | GFU 1262 | GFU 1263 | GFU 1264 | GFU 1265 | GFU 1266 | GFU 1267 | GFU 1268 | GFU 1269 | GFU 1270 | GFU 1271 | GFU 1272 | GFU 1273 | GFU 1274 | GFU 1275 | GFU 1276 | GFU 1277 | GFU 1278 | GFU 1279 | GFU 1280 | GFU 1281 | GFU 1282 | GFU 1283 | GFU 1284 | GFU 1285 | GFU 1286 | GFU 1287 | GFU 1288 | GFU 1289 | GFU 1290 | GFU 1291 | GFU 1292 | GFU 1293 | GFU 1294 | GFU 1295 | GFU 1296 | GFU 1297 | GFU 1298 | GFU 1299 | GFU 1300 | GFU 1301 | GFU 1302 | GFU 1303 | GFU 1304 | GFU 1305 | GFU 1306 | GFU 1307 | GFU 1308 | GFU 1309 | GFU 1310 | GFU 1311 | GFU 1312 | GFU 1313 | GFU 1314 | GFU 1315 | GFU 1316 | GFU 1317 | GFU 1318 | GFU 1319 | GFU 1320 | GFU 1321 | GFU 1322 | GFU 1323 | GFU 1324 | GFU 1325 | GFU 1326 | GFU 1327 | GFU 1328 | GFU 1329 | GFU 1330 | GFU 1331 | GFU 1332 | GFU 1333 | GFU 1334 | GFU 1335 | GFU 1336 | GFU 1337 | GFU 1338 | GFU 1339 | GFU 1340 | GFU 1341 | GFU 1342 | GFU 1343 | GFU 1344 | GFU 1345 | GFU 1346 | GFU 1347 | GFU 1348 | GFU 1349 | GFU 1350 | GFU 1351 | GFU 1352 | GFU 1353 | GFU 1354 | GFU 1355 | GFU 1356 | GFU 1357 | GFU 1358 | GFU 1359 | GFU 1360 | GFU 1361 | GFU 1362 | GFU 1363 | GFU 1364 | GFU 1365 | GFU 1366 | GFU 1367 | GFU 1368 | GFU 1369 | GFU 1370 | GFU 1371 | GFU 1372 | GFU 1373 | GFU 1374 | GFU 1375 | GFU 1376 | GFU 1377 | GFU 1378 | GFU 1379 | GFU 1380 | GFU 1381 | GFU 1382 | GFU 1383 | GFU 1384 | GFU 1385 | GFU 1386 | GFU 1387 | GFU 1388 | GFU 1389 | GFU 1390 | GFU 1391 | GFU 1392 | GFU 1393 | GFU 1394 | GFU 1395 | GFU 1396 | GFU 1397 | GFU 1398 | GFU 1399 | GFU 1400 | GFU 1401 | GFU 1402 | GFU 1403 | GFU 1404 | GFU 1405 | GFU 1406 | GFU 1407 | GFU 1408 | GFU 1409 | GFU 1410 | GFU 1411 | GFU 1412 | GFU 1413 | GFU 1414 | GFU 1415 | GFU 1416 | GFU 1417 | GFU 1418 | GFU 1419 | GFU 1420 | GFU 1421 | GFU 1422 | GFU 1423 | GFU 1424 | GFU 1425 | GFU 1426 | GFU 1427 | GFU 1428 | GFU 1429 | GFU 1430 | GFU 1431 | GFU 1432 | GFU 1433 | GFU 1434 | GFU 1435 | GFU 1436 | GFU 1437 | GFU 1438 | GFU 1439 | GFU 1440 | GFU 1441 | GFU 1442 | GFU 1443 | GFU 1444 | GFU 1445 | GFU 1446 | GFU 1447 | GFU 1448 | GFU 1449 | GFU 1450 | GFU 1451 | GFU 1452 | GFU 1453 | GFU 1454 | GFU 1455 | GFU 1456 | GFU 1457 | GFU 1458 | GFU 1459 | GFU 1460 | GFU 1461 | GFU 1462 | GFU 1463 | GFU 1464 | GFU 1465 | GFU 1466 | GFU 1467 | GFU 1468 | GFU 1469 | GFU 1470 | GFU 1471 | GFU 1472 | GFU 1473 | GFU 1474 | GFU 1475 | GFU 1476 | GFU 1477 | GFU 1478 | GFU 1479 | GFU 1480 | GFU 1481 | GFU 1482 | GFU 1483 | GFU 1484 | GFU 1485 | GFU 1486 | GFU 1487 | GFU 1488 | GFU 1489 | GFU 1490 | GFU 1491 | GFU 1492 | GFU 1493 | GFU 1494 | GFU 1495 | GFU 1496 | GFU 1497 | GFU 1498 | GFU 1499 | GFU 1500 | GFU 1501 | GFU 1502 | GFU 1503 | GFU 1504 | GFU 1505 | GFU 1506 | GFU 1507 | GFU 1508 | GFU 1509 | GFU 1510 | GFU 1511 | GFU 1512 | GFU 1513 | GFU 1514 | GFU 1515 | GFU 1516 | GFU 1517 | GFU 1518 | GFU 1519 | GFU 1520 | GFU 1521 | GFU 1522 | GFU 1523 | GFU 1524 | GFU 1525 | GFU 1526 | GFU 1527 | GFU 1528 | GFU 1529 | GFU 1530 | GFU 1531 | GFU 1532 | GFU 1533 | GFU 1534 | GFU 1535 | GFU 1536 | GFU 1537 | GFU 1538 | GFU 1539 | GFU 1540 | GFU 1541 | GFU 1542 | GFU 1543 | GFU 1544 | GFU 1545 | GFU 1546 | GFU 1547 | GFU 1548 | GFU 1549 | GFU 1550 | GFU 1551 | GFU 1552 | GFU 1553 | GFU 1554 | GFU 1555 | GFU 1556 | GFU 1557 | GFU 1558 | GFU 1559 | GFU 1560 | GFU 1561 | GFU 1562 | GFU 1563 | GFU 1564 | GFU 1565 | GFU 1566 | GFU 1567 | GFU 1568 | GFU 1569 | GFU 1570 | GFU 1571 | GFU 1572 | GFU 1573 | GFU 1574 | GFU 1575 | GFU 1576 | GFU 1577 | GFU 1578 | GFU 1579 | GFU 1580 | GFU 1581 | GFU 1582 | GFU 1583 | GFU 1584 | GFU 1585 | GFU 1586 | GFU 1587 | GFU 1588 | GFU 1589 | GFU 1590 | GFU 1591 | GFU 1592 | GFU 1593 | GFU 1594 | GFU 1595 | GFU 1596 | GFU 1597 | GFU 1598 | GFU 1599 | GFU 1600 | GFU 1601 | GFU 1602 | GFU 1603 | GFU 1604 | GFU 1605 | GFU 1606 | GFU 1607 | GFU 1608 | GFU 1609 | GFU 1610 | GFU 1611 | GFU 1612 | GFU 1613 | GFU 1614 | GFU 1615 | GFU 1616 | GFU 1617 | GFU 1618 | GFU 1619 | GFU 1620 | GFU 1621 | GFU 1622 | GFU 1623 | GFU 1624 | GFU 1625 | GFU 1626 | GFU 1627 | GFU 1628 | GFU 1629 | GFU 1630 | GFU 1631 | GFU 1632 | GFU 1633 | GFU 1634 | GFU 1635 | GFU 1636 | GFU 1637 | GFU 1638 | GFU 1639 | GFU 1640 | GFU 1641 | GFU 1642 | GFU 1643 | GFU 1644 | GFU 1645 | GFU 1646 | GFU 1647 | GFU 1648 | GFU 1649 | GFU 1650 | GFU 1651 | GFU 1652 | GFU 1653 | GFU 1654 | GFU 1655 | GFU 1656 | GFU 1657 | GFU 1658 | GFU 1659 | GFU 1660 | GFU 1661 | GFU 1662 | GFU 1663 | GFU 1664 | GFU 1665 | GFU 1666 | GFU 1667 | GFU 1668 | GFU 1669 | GFU 1670 | GFU 1671 | GFU 1672 | GFU 1673 | GFU 1674 | GFU 1675 | GFU 1676 | GFU 1677 | GFU 1678 | GFU 1679 | GFU 1680 | GFU 1681 | GFU 1682 | GFU 1683 | GFU 1684 | GFU 1685 | GFU 1686 | GFU 1687 | GFU 1688 | GFU 1689 | GFU 1690 | GFU 1691 | GFU 1692 | GFU 1693 | GFU 1694 | GFU 1695 | GFU 1696 | GFU 1697 | GFU 1698 | GFU 1699 | GFU 1700 | GFU 1701 | GFU 1702 | GFU 1703 | GFU 1704 | GFU 1705 | GFU 1706 | GFU 1707 | GFU 1708 | GFU 1709 | GFU 1710 | GFU 1711 | GFU 1712 | GFU 1713 | GFU 1714 | GFU 1715 | GFU 1716 | GFU 1717 | GFU 1718 | GFU 1719 | GFU 1720 | GFU 1721 | GFU 1722 | GFU 1723 | GFU 1724 | GFU 1725 | GFU 1726 | GFU 1727 | GFU 1728 | GFU 1729 | GFU 1730 | GFU 1731 | GFU 1732 | GFU 1733 | GFU 1734 | GFU 1735 | GFU 1736 | GFU 1737 | GFU 1738 | GFU 1739 | GFU 1740 | GFU 1741 | GFU 1742 | GFU 1743 | GFU 1744 | GFU 1745 | GFU 1746 | GFU 1747 | GFU 1748 | GFU 1749 | GFU 1750 | GFU 1751 | GFU 1752 | GFU 1753 | GFU 1754 | GFU 1755 | GFU 1756 | GFU 1757 | GFU 1758 | GFU 1759 | GFU 1760 | GFU 1761 | GFU 1762 | GFU 1763 | GFU 1764 | GFU 1765 | GFU 1766 | GFU 1767 | GFU 1768 | GFU 1769 | GFU 1770 | GFU 1771 | GFU 1772 | GFU 1773 | GFU 1774 | GFU 1775 | GFU 1776 | GFU 1777 | GFU 1778 | GFU 1779 | GFU 1780 | GFU 1781 | GFU 1782 | GFU 1783 | GFU 1784 | GFU 1785 | GFU 1786 | GFU 1787 | GFU 1788 | GFU 1789 | GFU 1790 | GFU 1791 | GFU 1792 | GFU 1793 | GFU 1794 | GFU 1795 | GFU 1796 | GFU 1797 | GFU 1798 | GFU 1799 | GFU 1800 | GFU 1801 | GFU 1802 | GFU 1803 | GFU 1804 | GFU 1805 | GFU 1806 | GFU 1807 | GFU 1808 | GFU 1809 | GFU 1810 | GFU 1811 | GFU 1812 | GFU 1813 | GFU 1814 | GFU 1815 | GFU 1816 | GFU 1817 | GFU 1818 | GFU 1819 | GFU 1820 | GFU 1821 | GFU 1822 | GFU 1823 | GFU 1824 | GFU 1825 | GFU 1826 | GFU 1827 | GFU 1828 | GFU 1829 | GFU 1830 | GFU 1831 | GFU 1832 | GFU 1833 | GFU 1834 | GFU 1835 | GFU 1836 | GFU 1837 | GFU 1838 | GFU 1839 | GFU 1840 | GFU 1841 | GFU 1842 | GFU 1843 | GFU 1844 | GFU 1845 | GFU 1846 | GFU 1847 | GFU 1848 | GFU 1849 | GFU 1850 | GFU 1851 | GFU 1852 | GFU 1853 | GFU 1854 | GFU 1855 | GFU 1856 | GFU 1857 | GFU 1858 | GFU 1859 | GFU 1860 | GFU 1861 | GFU 1862 | GFU 1863 | GFU 1864 | GFU 1865 | GFU 1866 | GFU 1867 | GFU 1868 | GFU 1869 | GFU 1870 | GFU 1871 | GFU 1872 | GFU 1873 | GFU 1874 | GFU 1875 | GFU 1876 | GFU 1877 | GFU 1878 | GFU 1879 | GFU 1880 | GFU 1881 | GFU 1882 | GFU 1883 | GFU 1884 | GFU 1885 | GFU 1886 | GFU 1887 | GFU 1888 | GFU 1889 | GFU 1890 | GFU 1891 | GFU 1892 | GFU 1893 | GFU 1894 | GFU 1895 | GFU 1896 | GFU 1897 | GFU 1898 | GFU 1899 | GFU 1900 | GFU 1901 | GFU 1902 | GFU 1903 | GFU 1904 | GFU 1905 | GFU 1906 | GFU 1907 | GFU 1908 | GFU 1909 | GFU 1910 | GFU 1911 | GFU 1912 | GFU 1913 | GFU 1914 | GFU 1915 | GFU 1916 | GFU 1917 | GFU 1918 | GFU 1919 | GFU 1920 | GFU 1921 | GFU 1922 | GFU 1923 | GFU 1924 | GFU 1925 | GFU 1926 | GFU 1927 | GFU 1928 | GFU 1929 | GFU 1930 | GFU 1931 | GFU 1932 | GFU 1933 | GFU 1934 | GFU 1935 | GFU 1936 | GFU 1937 | GFU 1938 | GFU 1939 | GFU 1940 | GFU 1941 | GFU 1942 | GFU 1943 | GFU 1944 | GFU 1945 | GFU 1946 | GFU 1947 | GFU 1948 | GFU 1949 | GFU 1950 | GFU 1951 | GFU 1952 | GFU 1953 | GFU 1954 | GFU 1955 | GFU 1956 | GFU 1957 | GFU 1958 | GFU 1959 | GFU 1960 | GFU 1961 | GFU 1962 | GFU 1963 | GFU 1964 | GFU 1965 | GFU 1966 | GFU 1967 | GFU 1968 | GFU 1969 | GFU 1970 | GFU 1971 | GFU 1972 | GFU 1973 | GFU 1974 | GFU 1975 | GFU 1976 | GFU 1977 | GFU 1978 | GFU 1979 | GFU 1980 | GFU 1981 | GFU 1982 | GFU 1983 | GFU 1984 | GFU 1985 | GFU 1986 | GFU 1987 | GFU 1988 | GFU 1989 | GFU 1990 | GFU 1991 | GFU 1992 | GFU 1993 | GFU 1994 | GFU 1995 | GFU 1996 | GFU 1997 | GFU 1998 | GFU 1999 | GFU 2000
1.04 | + | + | + | + | Type | Available unit types derive from data input to datasheet "4110" | - | - | Selection of available units
n/a | + | + | + | + | Temporary Minimum Performance | - | TA,gen | [kW] | Decimal number (1 decimal place)
n/a | + | + | + | + | Generator start-up time constant | - | TA,gen | [s] | Decimal number (3 decimal place)
n/a | + | + | + | + | Start-up time constant of the additional flywheel with coupled generator | - | TA,zus | [s] | Decimal number (3 decimal place)
n/a | + | + | + | + | Inertia of the entire wave train (total system) | - | TA,ges | [s] | Decimal number (3 decimal place)

## Inertia Parameters for Type 2
ID | Field rule |  |  |  | Attribute name | Explanation of data input (Notes) | Formula symbol |  | Unit | Data type | GFU 1 | GFU 2 | GFU 3 | GFU 4 | GFU 5 | GFU 6 | GFU 7 | GFU 8 | GFU 9 | GFU 10 | GFU 11 | GFU 12 | GFU 13 | GFU 14 | GFU 15 | GFU 16 | GFU 17 | GFU 18 | GFU 19 | GFU 20 | GFU 21 | GFU 22 | GFU 23 | GFU 24 | GFU 25 | GFU 26 | GFU 27 | GFU 28 | GFU 29 | GFU 30 | GFU 31 | GFU 32 | GFU 33 | GFU 34 | GFU 35 | GFU 36 | GFU 37 | GFU 38 | GFU 39 | GFU 40 | GFU 41 | GFU 42 | GFU 43 | GFU 44 | GFU 45 | GFU 46 | GFU 47 | GFU 48 | GFU 49 | GFU 50 | GFU 51 | GFU 52 | GFU 53 | GFU 54 | GFU 55 | GFU 56 | GFU 57 | GFU 58 | GFU 59 | GFU 60 | GFU 61 | GFU 62 | GFU 63 | GFU 64 | GFU 65 | GFU 66 | GFU 67 | GFU 68 | GFU 69 | GFU 70 | GFU 71 | GFU 72 | GFU 73 | GFU 74 | GFU 75 | GFU 76 | GFU 77 | GFU 78 | GFU 79 | GFU 80 | GFU 81 | GFU 82 | GFU 83 | GFU 84 | GFU 85 | GFU 86 | GFU 87 | GFU 88 | GFU 89 | GFU 90 | GFU 91 | GFU 92 | GFU 93 | GFU 94 | GFU 95 | GFU 96 | GFU 97 | GFU 98 | GFU 99 | GFU 100 | GFU 101 | GFU 102 | GFU 103 | GFU 104 | GFU 105 | GFU 106 | GFU 107 | GFU 108 | GFU 109 | GFU 110 | GFU 111 | GFU 112 | GFU 113 | GFU 114 | GFU 115 | GFU 116 | GFU 117 | GFU 118 | GFU 119 | GFU 120 | GFU 121 | GFU 122 | GFU 123 | GFU 124 | GFU 125 | GFU 126 | GFU 127 | GFU 128 | GFU 129 | GFU 130 | GFU 131 | GFU 132 | GFU 133 | GFU 134 | GFU 135 | GFU 136 | GFU 137 | GFU 138 | GFU 139 | GFU 140 | GFU 141 | GFU 142 | GFU 143 | GFU 144 | GFU 145 | GFU 146 | GFU 147 | GFU 148 | GFU 149 | GFU 150 | GFU 151 | GFU 152 | GFU 153 | GFU 154 | GFU 155 | GFU 156 | GFU 157 | GFU 158 | GFU 159 | GFU 160 | GFU 161 | GFU 162 | GFU 163 | GFU 164 | GFU 165 | GFU 166 | GFU 167 | GFU 168 | GFU 169 | GFU 170 | GFU 171 | GFU 172 | GFU 173 | GFU 174 | GFU 175 | GFU 176 | GFU 177 | GFU 178 | GFU 179 | GFU 180 | GFU 181 | GFU 182 | GFU 183 | GFU 184 | GFU 185 | GFU 186 | GFU 187 | GFU 188 | GFU 189 | GFU 190 | GFU 191 | GFU 192 | GFU 193 | GFU 194 | GFU 195 | GFU 196 | GFU 197 | GFU 198 | GFU 199 | GFU 200 | GFU 201 | GFU 202 | GFU 203 | GFU 204 | GFU 205 | GFU 206 | GFU 207 | GFU 208 | GFU 209 | GFU 210 | GFU 211 | GFU 212 | GFU 213 | GFU 214 | GFU 215 | GFU 216 | GFU 217 | GFU 218 | GFU 219 | GFU 220 | GFU 221 | GFU 222 | GFU 223 | GFU 224 | GFU 225 | GFU 226 | GFU 227 | GFU 228 | GFU 229 | GFU 230 | GFU 231 | GFU 232 | GFU 233 | GFU 234 | GFU 235 | GFU 236 | GFU 237 | GFU 238 | GFU 239 | GFU 240 | GFU 241 | GFU 242 | GFU 243 | GFU 244 | GFU 245 | GFU 246 | GFU 247 | GFU 248 | GFU 249 | GFU 250 | GFU 251 | GFU 252 | GFU 253 | GFU 254 | GFU 255 | GFU 256 | GFU 257 | GFU 258 | GFU 259 | GFU 260 | GFU 261 | GFU 262 | GFU 263 | GFU 264 | GFU 265 | GFU 266 | GFU 267 | GFU 268 | GFU 269 | GFU 270 | GFU 271 | GFU 272 | GFU 273 | GFU 274 | GFU 275 | GFU 276 | GFU 277 | GFU 278 | GFU 279 | GFU 280 | GFU 281 | GFU 282 | GFU 283 | GFU 284 | GFU 285 | GFU 286 | GFU 287 | GFU 288 | GFU 289 | GFU 290 | GFU 291 | GFU 292 | GFU 293 | GFU 294 | GFU 295 | GFU 296 | GFU 297 | GFU 298 | GFU 299 | GFU 300 | GFU 301 | GFU 302 | GFU 303 | GFU 304 | GFU 305 | GFU 306 | GFU 307 | GFU 308 | GFU 309 | GFU 310 | GFU 311 | GFU 312 | GFU 313 | GFU 314 | GFU 315 | GFU 316 | GFU 317 | GFU 318 | GFU 319 | GFU 320 | GFU 321 | GFU 322 | GFU 323 | GFU 324 | GFU 325 | GFU 326 | GFU 327 | GFU 328 | GFU 329 | GFU 330 | GFU 331 | GFU 332 | GFU 333 | GFU 334 | GFU 335 | GFU 336 | GFU 337 | GFU 338 | GFU 339 | GFU 340 | GFU 341 | GFU 342 | GFU 343 | GFU 344 | GFU 345 | GFU 346 | GFU 347 | GFU 348 | GFU 349 | GFU 350 | GFU 351 | GFU 352 | GFU 353 | GFU 354 | GFU 355 | GFU 356 | GFU 357 | GFU 358 | GFU 359 | GFU 360 | GFU 361 | GFU 362 | GFU 363 | GFU 364 | GFU 365 | GFU 366 | GFU 367 | GFU 368 | GFU 369 | GFU 370 | GFU 371 | GFU 372 | GFU 373 | GFU 374 | GFU 375 | GFU 376 | GFU 377 | GFU 378 | GFU 379 | GFU 380 | GFU 381 | GFU 382 | GFU 383 | GFU 384 | GFU 385 | GFU 386 | GFU 387 | GFU 388 | GFU 389 | GFU 390 | GFU 391 | GFU 392 | GFU 393 | GFU 394 | GFU 395 | GFU 396 | GFU 397 | GFU 398 | GFU 399 | GFU 400 | GFU 401 | GFU 402 | GFU 403 | GFU 404 | GFU 405 | GFU 406 | GFU 407 | GFU 408 | GFU 409 | GFU 410 | GFU 411 | GFU 412 | GFU 413 | GFU 414 | GFU 415 | GFU 416 | GFU 417 | GFU 418 | GFU 419 | GFU 420 | GFU 421 | GFU 422 | GFU 423 | GFU 424 | GFU 425 | GFU 426 | GFU 427 | GFU 428 | GFU 429 | GFU 430 | GFU 431 | GFU 432 | GFU 433 | GFU 434 | GFU 435 | GFU 436 | GFU 437 | GFU 438 | GFU 439 | GFU 440 | GFU 441 | GFU 442 | GFU 443 | GFU 444 | GFU 445 | GFU 446 | GFU 447 | GFU 448 | GFU 449 | GFU 450 | GFU 451 | GFU 452 | GFU 453 | GFU 454 | GFU 455 | GFU 456 | GFU 457 | GFU 458 | GFU 459 | GFU 460 | GFU 461 | GFU 462 | GFU 463 | GFU 464 | GFU 465 | GFU 466 | GFU 467 | GFU 468 | GFU 469 | GFU 470 | GFU 471 | GFU 472 | GFU 473 | GFU 474 | GFU 475 | GFU 476 | GFU 477 | GFU 478 | GFU 479 | GFU 480 | GFU 481 | GFU 482 | GFU 483 | GFU 484 | GFU 485 | GFU 486 | GFU 487 | GFU 488 | GFU 489 | GFU 490 | GFU 491 | GFU 492 | GFU 493 | GFU 494 | GFU 495 | GFU 496 | GFU 497 | GFU 498 | GFU 499 | GFU 500 | GFU 501 | GFU 502 | GFU 503 | GFU 504 | GFU 505 | GFU 506 | GFU 507 | GFU 508 | GFU 509 | GFU 510 | GFU 511 | GFU 512 | GFU 513 | GFU 514 | GFU 515 | GFU 516 | GFU 517 | GFU 518 | GFU 519 | GFU 520 | GFU 521 | GFU 522 | GFU 523 | GFU 524 | GFU 525 | GFU 526 | GFU 527 | GFU 528 | GFU 529 | GFU 530 | GFU 531 | GFU 532 | GFU 533 | GFU 534 | GFU 535 | GFU 536 | GFU 537 | GFU 538 | GFU 539 | GFU 540 | GFU 541 | GFU 542 | GFU 543 | GFU 544 | GFU 545 | GFU 546 | GFU 547 | GFU 548 | GFU 549 | GFU 550 | GFU 551 | GFU 552 | GFU 553 | GFU 554 | GFU 555 | GFU 556 | GFU 557 | GFU 558 | GFU 559 | GFU 560 | GFU 561 | GFU 562 | GFU 563 | GFU 564 | GFU 565 | GFU 566 | GFU 567 | GFU 568 | GFU 569 | GFU 570 | GFU 571 | GFU 572 | GFU 573 | GFU 574 | GFU 575 | GFU 576 | GFU 577 | GFU 578 | GFU 579 | GFU 580 | GFU 581 | GFU 582 | GFU 583 | GFU 584 | GFU 585 | GFU 586 | GFU 587 | GFU 588 | GFU 589 | GFU 590 | GFU 591 | GFU 592 | GFU 593 | GFU 594 | GFU 595 | GFU 596 | GFU 597 | GFU 598 | GFU 599 | GFU 600 | GFU 601 | GFU 602 | GFU 603 | GFU 604 | GFU 605 | GFU 606 | GFU 607 | GFU 608 | GFU 609 | GFU 610 | GFU 611 | GFU 612 | GFU 613 | GFU 614 | GFU 615 | GFU 616 | GFU 617 | GFU 618 | GFU 619 | GFU 620 | GFU 621 | GFU 622 | GFU 623 | GFU 624 | GFU 625 | GFU 626 | GFU 627 | GFU 628 | GFU 629 | GFU 630 | GFU 631 | GFU 632 | GFU 633 | GFU 634 | GFU 635 | GFU 636 | GFU 637 | GFU 638 | GFU 639 | GFU 640 | GFU 641 | GFU 642 | GFU 643 | GFU 644 | GFU 645 | GFU 646 | GFU 647 | GFU 648 | GFU 649 | GFU 650 | GFU 651 | GFU 652 | GFU 653 | GFU 654 | GFU 655 | GFU 656 | GFU 657 | GFU 658 | GFU 659 | GFU 660 | GFU 661 | GFU 662 | GFU 663 | GFU 664 | GFU 665 | GFU 666 | GFU 667 | GFU 668 | GFU 669 | GFU 670 | GFU 671 | GFU 672 | GFU 673 | GFU 674 | GFU 675 | GFU 676 | GFU 677 | GFU 678 | GFU 679 | GFU 680 | GFU 681 | GFU 682 | GFU 683 | GFU 684 | GFU 685 | GFU 686 | GFU 687 | GFU 688 | GFU 689 | GFU 690 | GFU 691 | GFU 692 | GFU 693 | GFU 694 | GFU 695 | GFU 696 | GFU 697 | GFU 698 | GFU 699 | GFU 700 | GFU 701 | GFU 702 | GFU 703 | GFU 704 | GFU 705 | GFU 706 | GFU 707 | GFU 708 | GFU 709 | GFU 710 | GFU 711 | GFU 712 | GFU 713 | GFU 714 | GFU 715 | GFU 716 | GFU 717 | GFU 718 | GFU 719 | GFU 720 | GFU 721 | GFU 722 | GFU 723 | GFU 724 | GFU 725 | GFU 726 | GFU 727 | GFU 728 | GFU 729 | GFU 730 | GFU 731 | GFU 732 | GFU 733 | GFU 734 | GFU 735 | GFU 736 | GFU 737 | GFU 738 | GFU 739 | GFU 740 | GFU 741 | GFU 742 | GFU 743 | GFU 744 | GFU 745 | GFU 746 | GFU 747 | GFU 748 | GFU 749 | GFU 750 | GFU 751 | GFU 752 | GFU 753 | GFU 754 | GFU 755 | GFU 756 | GFU 757 | GFU 758 | GFU 759 | GFU 760 | GFU 761 | GFU 762 | GFU 763 | GFU 764 | GFU 765 | GFU 766 | GFU 767 | GFU 768 | GFU 769 | GFU 770 | GFU 771 | GFU 772 | GFU 773 | GFU 774 | GFU 775 | GFU 776 | GFU 777 | GFU 778 | GFU 779 | GFU 780 | GFU 781 | GFU 782 | GFU 783 | GFU 784 | GFU 785 | GFU 786 | GFU 787 | GFU 788 | GFU 789 | GFU 790 | GFU 791 | GFU 792 | GFU 793 | GFU 794 | GFU 795 | GFU 796 | GFU 797 | GFU 798 | GFU 799 | GFU 800 | GFU 801 | GFU 802 | GFU 803 | GFU 804 | GFU 805 | GFU 806 | GFU 807 | GFU 808 | GFU 809 | GFU 810 | GFU 811 | GFU 812 | GFU 813 | GFU 814 | GFU 815 | GFU 816 | GFU 817 | GFU 818 | GFU 819 | GFU 820 | GFU 821 | GFU 822 | GFU 823 | GFU 824 | GFU 825 | GFU 826 | GFU 827 | GFU 828 | GFU 829 | GFU 830 | GFU 831 | GFU 832 | GFU 833 | GFU 834 | GFU 835 | GFU 836 | GFU 837 | GFU 838 | GFU 839 | GFU 840 | GFU 841 | GFU 842 | GFU 843 | GFU 844 | GFU 845 | GFU 846 | GFU 847 | GFU 848 | GFU 849 | GFU 850 | GFU 851 | GFU 852 | GFU 853 | GFU 854 | GFU 855 | GFU 856 | GFU 857 | GFU 858 | GFU 859 | GFU 860 | GFU 861 | GFU 862 | GFU 863 | GFU 864 | GFU 865 | GFU 866 | GFU 867 | GFU 868 | GFU 869 | GFU 870 | GFU 871 | GFU 872 | GFU 873 | GFU 874 | GFU 875 | GFU 876 | GFU 877 | GFU 878 | GFU 879 | GFU 880 | GFU 881 | GFU 882 | GFU 883 | GFU 884 | GFU 885 | GFU 886 | GFU 887 | GFU 888 | GFU 889 | GFU 890 | GFU 891 | GFU 892 | GFU 893 | GFU 894 | GFU 895 | GFU 896 | GFU 897 | GFU 898 | GFU 899 | GFU 900 | GFU 901 | GFU 902 | GFU 903 | GFU 904 | GFU 905 | GFU 906 | GFU 907 | GFU 908 | GFU 909 | GFU 910 | GFU 911 | GFU 912 | GFU 913 | GFU 914 | GFU 915 | GFU 916 | GFU 917 | GFU 918 | GFU 919 | GFU 920 | GFU 921 | GFU 922 | GFU 923 | GFU 924 | GFU 925 | GFU 926 | GFU 927 | GFU 928 | GFU 929 | GFU 930 | GFU 931 | GFU 932 | GFU 933 | GFU 934 | GFU 935 | GFU 936 | GFU 937 | GFU 938 | GFU 939 | GFU 940 | GFU 941 | GFU 942 | GFU 943 | GFU 944 | GFU 945 | GFU 946 | GFU 947 | GFU 948 | GFU 949 | GFU 950 | GFU 951 | GFU 952 | GFU 953 | GFU 954 | GFU 955 | GFU 956 | GFU 957 | GFU 958 | GFU 959 | GFU 960 | GFU 961 | GFU 962 | GFU 963 | GFU 964 | GFU 965 | GFU 966 | GFU 967 | GFU 968 | GFU 969 | GFU 970 | GFU 971 | GFU 972 | GFU 973 | GFU 974 | GFU 975 | GFU 976 | GFU 977 | GFU 978 | GFU 979 | GFU 980 | GFU 981 | GFU 982 | GFU 983 | GFU 984 | GFU 985 | GFU 986 | GFU 987 | GFU 988 | GFU 989 | GFU 990 | GFU 991 | GFU 992 | GFU 993 | GFU 994 | GFU 995 | GFU 996 | GFU 997 | GFU 998 | GFU 999 | GFU 1000 | GFU 1001 | GFU 1002 | GFU 1003 | GFU 1004 | GFU 1005 | GFU 1006 | GFU 1007 | GFU 1008 | GFU 1009 | GFU 1010 | GFU 1011 | GFU 1012 | GFU 1013 | GFU 1014 | GFU 1015 | GFU 1016 | GFU 1017 | GFU 1018 | GFU 1019 | GFU 1020 | GFU 1021 | GFU 1022 | GFU 1023 | GFU 1024 | GFU 1025 | GFU 1026 | GFU 1027 | GFU 1028 | GFU 1029 | GFU 1030 | GFU 1031 | GFU 1032 | GFU 1033 | GFU 1034 | GFU 1035 | GFU 1036 | GFU 1037 | GFU 1038 | GFU 1039 | GFU 1040 | GFU 1041 | GFU 1042 | GFU 1043 | GFU 1044 | GFU 1045 | GFU 1046 | GFU 1047 | GFU 1048 | GFU 1049 | GFU 1050 | GFU 1051 | GFU 1052 | GFU 1053 | GFU 1054 | GFU 1055 | GFU 1056 | GFU 1057 | GFU 1058 | GFU 1059 | GFU 1060 | GFU 1061 | GFU 1062 | GFU 1063 | GFU 1064 | GFU 1065 | GFU 1066 | GFU 1067 | GFU 1068 | GFU 1069 | GFU 1070 | GFU 1071 | GFU 1072 | GFU 1073 | GFU 1074 | GFU 1075 | GFU 1076 | GFU 1077 | GFU 1078 | GFU 1079 | GFU 1080 | GFU 1081 | GFU 1082 | GFU 1083 | GFU 1084 | GFU 1085 | GFU 1086 | GFU 1087 | GFU 1088 | GFU 1089 | GFU 1090 | GFU 1091 | GFU 1092 | GFU 1093 | GFU 1094 | GFU 1095 | GFU 1096 | GFU 1097 | GFU 1098 | GFU 1099 | GFU 1100 | GFU 1101 | GFU 1102 | GFU 1103 | GFU 1104 | GFU 1105 | GFU 1106 | GFU 1107 | GFU 1108 | GFU 1109 | GFU 1110 | GFU 1111 | GFU 1112 | GFU 1113 | GFU 1114 | GFU 1115 | GFU 1116 | GFU 1117 | GFU 1118 | GFU 1119 | GFU 1120 | GFU 1121 | GFU 1122 | GFU 1123 | GFU 1124 | GFU 1125 | GFU 1126 | GFU 1127 | GFU 1128 | GFU 1129 | GFU 1130 | GFU 1131 | GFU 1132 | GFU 1133 | GFU 1134 | GFU 1135 | GFU 1136 | GFU 1137 | GFU 1138 | GFU 1139 | GFU 1140 | GFU 1141 | GFU 1142 | GFU 1143 | GFU 1144 | GFU 1145 | GFU 1146 | GFU 1147 | GFU 1148 | GFU 1149 | GFU 1150 | GFU 1151 | GFU 1152 | GFU 1153 | GFU 1154 | GFU 1155 | GFU 1156 | GFU 1157 | GFU 1158 | GFU 1159 | GFU 1160 | GFU 1161 | GFU 1162 | GFU 1163 | GFU 1164 | GFU 1165 | GFU 1166 | GFU 1167 | GFU 1168 | GFU 1169 | GFU 1170 | GFU 1171 | GFU 1172 | GFU 1173 | GFU 1174 | GFU 1175 | GFU 1176 | GFU 1177 | GFU 1178 | GFU 1179 | GFU 1180 | GFU 1181 | GFU 1182 | GFU 1183 | GFU 1184 | GFU 1185 | GFU 1186 | GFU 1187 | GFU 1188 | GFU 1189 | GFU 1190 | GFU 1191 | GFU 1192 | GFU 1193 | GFU 1194 | GFU 1195 | GFU 1196 | GFU 1197 | GFU 1198 | GFU 1199 | GFU 1200 | GFU 1201 | GFU 1202 | GFU 1203 | GFU 1204 | GFU 1205 | GFU 1206 | GFU 1207 | GFU 1208 | GFU 1209 | GFU 1210 | GFU 1211 | GFU 1212 | GFU 1213 | GFU 1214 | GFU 1215 | GFU 1216 | GFU 1217 | GFU 1218 | GFU 1219 | GFU 1220 | GFU 1221 | GFU 1222 | GFU 1223 | GFU 1224 | GFU 1225 | GFU 1226 | GFU 1227 | GFU 1228 | GFU 1229 | GFU 1230 | GFU 1231 | GFU 1232 | GFU 1233 | GFU 1234 | GFU 1235 | GFU 1236 | GFU 1237 | GFU 1238 | GFU 1239 | GFU 1240 | GFU 1241 | GFU 1242 | GFU 1243 | GFU 1244 | GFU 1245 | GFU 1246 | GFU 1247 | GFU 1248 | GFU 1249 | GFU 1250 | GFU 1251 | GFU 1252 | GFU 1253 | GFU 1254 | GFU 1255 | GFU 1256 | GFU 1257 | GFU 1258 | GFU 1259 | GFU 1260 | GFU 1261 | GFU 1262 | GFU 1263 | GFU 1264 | GFU 1265 | GFU 1266 | GFU 1267 | GFU 1268 | GFU 1269 | GFU 1270 | GFU 1271 | GFU 1272 | GFU 1273 | GFU 1274 | GFU 1275 | GFU 1276 | GFU 1277 | GFU 1278 | GFU 1279 | GFU 1280 | GFU 1281 | GFU 1282 | GFU 1283 | GFU 1284 | GFU 1285 | GFU 1286 | GFU 1287 | GFU 1288 | GFU 1289 | GFU 1290 | GFU 1291 | GFU 1292 | GFU 1293 | GFU 1294 | GFU 1295 | GFU 1296 | GFU 1297 | GFU 1298 | GFU 1299 | GFU 1300 | GFU 1301 | GFU 1302 | GFU 1303 | GFU 1304 | GFU 1305 | GFU 1306 | GFU 1307 | GFU 1308 | GFU 1309 | GFU 1310 | GFU 1311 | GFU 1312 | GFU 1313 | GFU 1314 | GFU 1315 | GFU 1316 | GFU 1317 | GFU 1318 | GFU 1319 | GFU 1320 | GFU 1321 | GFU 1322 | GFU 1323 | GFU 1324 | GFU 1325 | GFU 1326 | GFU 1327 | GFU 1328 | GFU 1329 | GFU 1330 | GFU 1331 | GFU 1332 | GFU 1333 | GFU 1334 | GFU 1335 | GFU 1336 | GFU 1337 | GFU 1338 | GFU 1339 | GFU 1340 | GFU 1341 | GFU 1342 | GFU 1343 | GFU 1344 | GFU 1345 | GFU 1346 | GFU 1347 | GFU 1348 | GFU 1349 | GFU 1350 | GFU 1351 | GFU 1352 | GFU 1353 | GFU 1354 | GFU 1355 | GFU 1356 | GFU 1357 | GFU 1358 | GFU 1359 | GFU 1360 | GFU 1361 | GFU 1362 | GFU 1363 | GFU 1364 | GFU 1365 | GFU 1366 | GFU 1367 | GFU 1368 | GFU 1369 | GFU 1370 | GFU 1371 | GFU 1372 | GFU 1373 | GFU 1374 | GFU 1375 | GFU 1376 | GFU 1377 | GFU 1378 | GFU 1379 | GFU 1380 | GFU 1381 | GFU 1382 | GFU 1383 | GFU 1384 | GFU 1385 | GFU 1386 | GFU 1387 | GFU 1388 | GFU 1389 | GFU 1390 | GFU 1391 | GFU 1392 | GFU 1393 | GFU 1394 | GFU 1395 | GFU 1396 | GFU 1397 | GFU 1398 | GFU 1399 | GFU 1400 | GFU 1401 | GFU 1402 | GFU 1403 | GFU 1404 | GFU 1405 | GFU 1406 | GFU 1407 | GFU 1408 | GFU 1409 | GFU 1410 | GFU 1411 | GFU 1412 | GFU 1413 | GFU 1414 | GFU 1415 | GFU 1416 | GFU 1417 | GFU 1418 | GFU 1419 | GFU 1420 | GFU 1421 | GFU 1422 | GFU 1423 | GFU 1424 | GFU 1425 | GFU 1426 | GFU 1427 | GFU 1428 | GFU 1429 | GFU 1430 | GFU 1431 | GFU 1432 | GFU 1433 | GFU 1434 | GFU 1435 | GFU 1436 | GFU 1437 | GFU 1438 | GFU 1439 | GFU 1440 | GFU 1441 | GFU 1442 | GFU 1443 | GFU 1444 | GFU 1445 | GFU 1446 | GFU 1447 | GFU 1448 | GFU 1449 | GFU 1450 | GFU 1451 | GFU 1452 | GFU 1453 | GFU 1454 | GFU 1455 | GFU 1456 | GFU 1457 | GFU 1458 | GFU 1459 | GFU 1460 | GFU 1461 | GFU 1462 | GFU 1463 | GFU 1464 | GFU 1465 | GFU 1466 | GFU 1467 | GFU 1468 | GFU 1469 | GFU 1470 | GFU 1471 | GFU 1472 | GFU 1473 | GFU 1474 | GFU 1475 | GFU 1476 | GFU 1477 | GFU 1478 | GFU 1479 | GFU 1480 | GFU 1481 | GFU 1482 | GFU 1483 | GFU 1484 | GFU 1485 | GFU 1486 | GFU 1487 | GFU 1488 | GFU 1489 | GFU 1490 | GFU 1491 | GFU 1492 | GFU 1493 | GFU 1494 | GFU 1495 | GFU 1496 | GFU 1497 | GFU 1498 | GFU 1499 | GFU 1500 | GFU 1501 | GFU 1502 | GFU 1503 | GFU 1504 | GFU 1505 | GFU 1506 | GFU 1507 | GFU 1508 | GFU 1509 | GFU 1510 | GFU 1511 | GFU 1512 | GFU 1513 | GFU 1514 | GFU 1515 | GFU 1516 | GFU 1517 | GFU 1518 | GFU 1519 | GFU 1520 | GFU 1521 | GFU 1522 | GFU 1523 | GFU 1524 | GFU 1525 | GFU 1526 | GFU 1527 | GFU 1528 | GFU 1529 | GFU 1530 | GFU 1531 | GFU 1532 | GFU 1533 | GFU 1534 | GFU 1535 | GFU 1536 | GFU 1537 | GFU 1538 | GFU 1539 | GFU 1540 | GFU 1541 | GFU 1542 | GFU 1543 | GFU 1544 | GFU 1545 | GFU 1546 | GFU 1547 | GFU 1548 | GFU 1549 | GFU 1550 | GFU 1551 | GFU 1552 | GFU 1553 | GFU 1554 | GFU 1555 | GFU 1556 | GFU 1557 | GFU 1558 | GFU 1559 | GFU 1560 | GFU 1561 | GFU 1562 | GFU 1563 | GFU 1564 | GFU 1565 | GFU 1566 | GFU 1567 | GFU 1568 | GFU 1569 | GFU 1570 | GFU 1571 | GFU 1572 | GFU 1573 | GFU 1574 | GFU 1575 | GFU 1576 | GFU 1577 | GFU 1578 | GFU 1579 | GFU 1580 | GFU 1581 | GFU 1582 | GFU 1583 | GFU 1584 | GFU 1585 | GFU 1586 | GFU 1587 | GFU 1588 | GFU 1589 | GFU 1590 | GFU 1591 | GFU 1592 | GFU 1593 | GFU 1594 | GFU 1595 | GFU 1596 | GFU 1597 | GFU 1598 | GFU 1599 | GFU 1600 | GFU 1601 | GFU 1602 | GFU 1603 | GFU 1604 | GFU 1605 | GFU 1606 | GFU 1607 | GFU 1608 | GFU 1609 | GFU 1610 | GFU 1611 | GFU 1612 | GFU 1613 | GFU 1614 | GFU 1615 | GFU 1616 | GFU 1617 | GFU 1618 | GFU 1619 | GFU 1620 | GFU 1621 | GFU 1622 | GFU 1623 | GFU 1624 | GFU 1625 | GFU 1626 | GFU 1627 | GFU 1628 | GFU 1629 | GFU 1630 | GFU 1631 | GFU 1632 | GFU 1633 | GFU 1634 | GFU 1635 | GFU 1636 | GFU 1637 | GFU 1638 | GFU 1639 | GFU 1640 | GFU 1641 | GFU 1642 | GFU 1643 | GFU 1644 | GFU 1645 | GFU 1646 | GFU 1647 | GFU 1648 | GFU 1649 | GFU 1650 | GFU 1651 | GFU 1652 | GFU 1653 | GFU 1654 | GFU 1655 | GFU 1656 | GFU 1657 | GFU 1658 | GFU 1659 | GFU 1660 | GFU 1661 | GFU 1662 | GFU 1663 | GFU 1664 | GFU 1665 | GFU 1666 | GFU 1667 | GFU 1668 | GFU 1669 | GFU 1670 | GFU 1671 | GFU 1672 | GFU 1673 | GFU 1674 | GFU 1675 | GFU 1676 | GFU 1677 | GFU 1678 | GFU 1679 | GFU 1680 | GFU 1681 | GFU 1682 | GFU 1683 | GFU 1684 | GFU 1685 | GFU 1686 | GFU 1687 | GFU 1688 | GFU 1689 | GFU 1690 | GFU 1691 | GFU 1692 | GFU 1693 | GFU 1694 | GFU 1695 | GFU 1696 | GFU 1697 | GFU 1698 | GFU 1699 | GFU 1700 | GFU 1701 | GFU 1702 | GFU 1703 | GFU 1704 | GFU 1705 | GFU 1706 | GFU 1707 | GFU 1708 | GFU 1709 | GFU 1710 | GFU 1711 | GFU 1712 | GFU 1713 | GFU 1714 | GFU 1715 | GFU 1716 | GFU 1717 | GFU 1718 | GFU 1719 | GFU 1720 | GFU 1721 | GFU 1722 | GFU 1723 | GFU 1724 | GFU 1725 | GFU 1726 | GFU 1727 | GFU 1728 | GFU 1729 | GFU 1730 | GFU 1731 | GFU 1732 | GFU 1733 | GFU 1734 | GFU 1735 | GFU 1736 | GFU 1737 | GFU 1738 | GFU 1739 | GFU 1740 | GFU 1741 | GFU 1742 | GFU 1743 | GFU 1744 | GFU 1745 | GFU 1746 | GFU 1747 | GFU 1748 | GFU 1749 | GFU 1750 | GFU 1751 | GFU 1752 | GFU 1753 | GFU 1754 | GFU 1755 | GFU 1756 | GFU 1757 | GFU 1758 | GFU 1759 | GFU 1760 | GFU 1761 | GFU 1762 | GFU 1763 | GFU 1764 | GFU 1765 | GFU 1766 | GFU 1767 | GFU 1768 | GFU 1769 | GFU 1770 | GFU 1771 | GFU 1772 | GFU 1773 | GFU 1774 | GFU 1775 | GFU 1776 | GFU 1777 | GFU 1778 | GFU 1779 | GFU 1780 | GFU 1781 | GFU 1782 | GFU 1783 | GFU 1784 | GFU 1785 | GFU 1786 | GFU 1787 | GFU 1788 | GFU 1789 | GFU 1790 | GFU 1791 | GFU 1792 | GFU 1793 | GFU 1794 | GFU 1795 | GFU 1796 | GFU 1797 | GFU 1798 | GFU 1799 | GFU 1800 | GFU 1801 | GFU 1802 | GFU 1803 | GFU 1804 | GFU 1805 | GFU 1806 | GFU 1807 | GFU 1808 | GFU 1809 | GFU 1810 | GFU 1811 | GFU 1812 | GFU 1813 | GFU 1814 | GFU 1815 | GFU 1816 | GFU 1817 | GFU 1818 | GFU 1819 | GFU 1820 | GFU 1821 | GFU 1822 | GFU 1823 | GFU 1824 | GFU 1825 | GFU 1826 | GFU 1827 | GFU 1828 | GFU 1829 | GFU 1830 | GFU 1831 | GFU 1832 | GFU 1833 | GFU 1834 | GFU 1835 | GFU 1836 | GFU 1837 | GFU 1838 | GFU 1839 | GFU 1840 | GFU 1841 | GFU 1842 | GFU 1843 | GFU 1844 | GFU 1845 | GFU 1846 | GFU 1847 | GFU 1848 | GFU 1849 | GFU 1850 | GFU 1851 | GFU 1852 | GFU 1853 | GFU 1854 | GFU 1855 | GFU 1856 | GFU 1857 | GFU 1858 | GFU 1859 | GFU 1860 | GFU 1861 | GFU 1862 | GFU 1863 | GFU 1864 | GFU 1865 | GFU 1866 | GFU 1867 | GFU 1868 | GFU 1869 | GFU 1870 | GFU 1871 | GFU 1872 | GFU 1873 | GFU 1874 | GFU 1875 | GFU 1876 | GFU 1877 | GFU 1878 | GFU 1879 | GFU 1880 | GFU 1881 | GFU 1882 | GFU 1883 | GFU 1884 | GFU 1885 | GFU 1886 | GFU 1887 | GFU 1888 | GFU 1889 | GFU 1890 | GFU 1891 | GFU 1892 | GFU 1893 | GFU 1894 | GFU 1895 | GFU 1896 | GFU 1897 | GFU 1898 | GFU 1899 | GFU 1900 | GFU 1901 | GFU 1902 | GFU 1903 | GFU 1904 | GFU 1905 | GFU 1906 | GFU 1907 | GFU 1908 | GFU 1909 | GFU 1910 | GFU 1911 | GFU 1912 | GFU 1913 | GFU 1914 | GFU 1915 | GFU 1916 | GFU 1917 | GFU 1918 | GFU 1919 | GFU 1920 | GFU 1921 | GFU 1922 | GFU 1923 | GFU 1924 | GFU 1925 | GFU 1926 | GFU 1927 | GFU 1928 | GFU 1929 | GFU 1930 | GFU 1931 | GFU 1932 | GFU 1933 | GFU 1934 | GFU 1935 | GFU 1936 | GFU 1937 | GFU 1938 | GFU 1939 | GFU 1940 | GFU 1941 | GFU 1942 | GFU 1943 | GFU 1944 | GFU 1945 | GFU 1946 | GFU 1947 | GFU 1948 | GFU 1949 | GFU 1950 | GFU 1951 | GFU 1952 | GFU 1953 | GFU 1954 | GFU 1955 | GFU 1956 | GFU 1957 | GFU 1958 | GFU 1959 | GFU 1960 | GFU 1961 | GFU 1962 | GFU 1963 | GFU 1964 | GFU 1965 | GFU 1966 | GFU 1967 | GFU 1968 | GFU 1969 | GFU 1970 | GFU 1971 | GFU 1972 | GFU 1973 | GFU 1974 | GFU 1975 | GFU 1976 | GFU 1977 | GFU 1978 | GFU 1979 | GFU 1980 | GFU 1981 | GFU 1982 | GFU 1983 | GFU 1984 | GFU 1985 | GFU 1986 | GFU 1987 | GFU 1988 | GFU 1989 | GFU 1990 | GFU 1991 | GFU 1992 | GFU 1993 | GFU 1994 | GFU 1995 | GFU 1996 | GFU 1997 | GFU 1998 | GFU 1999 | GFU 2000
1.04 | mandatory |  |  |  | Type | Available unit types derive from data input to datasheet "4110" | - |  | - | Selection of available units
n/a | mandatory |  |  |  | Effective Impedance Reference Point | - | - |  | - | Selection of available reference points
Inertia parameters for GFU of Type 2
example
Attribute name |  | Start-up time constant | Minimum dynamically available active power under negative inertia | Maximum dynamically available active power with positive inertia | Minimum active power for the full provision of negative inertia | Maximum available active power for full-scale provision during negative inertia | Minimum available active power for full provision in the presence of positive inertia | Maximum available active power for full provision during positive inertia |  | Nominal value of the effective impedance | GFU 1: Second parameterizable value of the effective impedance; GFU 2: Third parameterizable value of the effective impedance; GFU 3: Fourth parameterizable value of the effective impedance; GFU 4: Fifth parameterizable value of the effective impedance; GFU 5: Sixth parameterizable value of the effective impedance; GFU 6: Seventh parameterizable value of the effective impedance; GFU 7: Eigth parameterizable value of the effective impedance; GFU 8: Ninth parameterizable value of the effective impedance; GFU 9: Tenth parameterizable value of the effective impedance; GFU 10: ...; GFU 11: nth parameterizable value of the effective impedance
Field rule |  | TA,1 is mandatory | mandatory | mandatory | mandatory | mandatory | mandatory | mandatory |  | mandatory | GFU 1: optional; GFU 2: optional; GFU 3: optional; GFU 4: optional; GFU 5: optional; GFU 6: optional; GFU 7: optional; GFU 8: optional; GFU 9: optional; GFU 10: …; GFU 11: optional
Data type |  | Decimal number (3 decimal places) | Decimal number (3 decimal places) | Decimal number (3 decimal places) | Decimal number (3 decimal places) | Decimal number (3 decimal places) | Decimal number (3 decimal places) | Decimal number (3 decimal places) |  | Decimal number (3 decimal places) | GFU 1: Decimal number (3 decimal places); GFU 2: Decimal number (3 decimal places); GFU 3: Decimal number (3 decimal places); GFU 4: Decimal number (3 decimal places); GFU 5: Decimal number (3 decimal places); GFU 6: Decimal number (3 decimal places); GFU 7: Decimal number (3 decimal places); GFU 8: Decimal number (3 decimal places); GFU 9: Decimal number (3 decimal places); GFU 10: ...; GFU 11: Decimal number (3 decimal places)
GFU | #TA | TA [s] | Pmin_dyn [kW] | Pmax_dyn [kW] | Pgrenz_neg_min [kW] | Pgrenz_neg_max [kW] | Pgrenz_pos_min [kW] | Pgrenz_pos_max [kW] |  | ZW,nom [p.u.] | GFU 1: ZW,2 [p.u.]; GFU 2: ZW,3 [p.u.]; GFU 3: ZW,4 [p.u.]; GFU 4: ZW,5 [p.u.]; GFU 5: ZW,6 [p.u.]; GFU 6: ZW,7 [p.u.]; GFU 7: ZW,8 [p.u.]; GFU 8: ZW,9 [p.u.]; GFU 9: ZW,10 [p.u.]; GFU 10: ...; GFU 11: ZW,n [p.u.]
Example Unit 01 | at first provide only effective impedance values ------------------------------------------------------------------------------------------------------------------------------------------------------------------------------------------------> next provide start-up time constant(s) with the corresponding effective impedance compatibility (see example data below) | [7 empty] | Value | 0.123 | GFU 1: 0.234; GFU 2: 0.345; GFU 3: 0.456; GFU 4: 0.567; GFU 5: 0.678; GFU 6: 0.789; GFU 7: 0.89; GFU 8: 0.012; GFU 9: 0.123; GFU 10: ...; GFU 11: 100.234
Example Unit 01 | 1 | 0.123 | 1.234 | 2.345 | 3.456 | 4.567 | 5.678 | 6.789 | Compatibility X = yes O = no | X | bar: GFU 1 to GFU 9; GFU 11
Example Unit 01 | 2 | 0.234 | 1.345 | 2.456 | 3.567 | 4.678 | 5.789 | 6.89 |  | X | bar: GFU 1 to GFU 9; GFU 11
Example Unit 01 | 3 | 0.345 | 1.456 | 2.567 | 3.678 | 4.789 | 5.89 | 6.901 |  | X | bar: GFU 1 to GFU 9; GFU 11
Example Unit 01 | 4 | 0.456 | 1.567 | 2.678 | 3.789 | 4.89 | 5.901 | 6.012 |  | X | bar: GFU 1 to GFU 9; GFU 11
Example Unit 02 | [9 empty] | 1.001 | 2.002 | 3.003 | 4.004 | 5.005 | 6.006 | 7.007 | 8.008 | 9.009 | 10.001 |  | 100.002
Example Unit 02 | 1 | 1.111 | 2.222 | 3.333 | 4.444 | 5.555 | 5.555 | 6.666 | [12 empty] | O | bar: 1.001 to 10.001
Example Unit 03 | [9 empty] | 1.1 | 2.222 | 3.33 | 4 | 5.7 | 6.5 | 7.9 | 8.2 | 9.3 | 10.1 |  | 17.8
Example Unit 03 | 1 | 3.45 | 68.878 | 0.657 | 4.56 | 34 | 324.77 | 34.677 | [12 empty] | X | bar: 1.001 to 10.001
Example Unit 03 | 2 | 756.657 | 676.76 | 12.231 | 65.6 | 456.565 | 65.5 | 3.4 | [12 empty] | O | bar: 1.001 to 10.001
Please provide your data below by following the pattern shown in the examples above.
GFU | #TA | TA [s] | Pmin_dyn [kW] | Pmax_dyn [kW] | Pgrenz_neg_min [kW] | Pgrenz_neg_max [kW] | Pgrenz_pos_min [kW] | Pgrenz_pos_max [kW] |  | ZW,nom [p.u.] | ZW,2 [p.u.] | ZW,3 [p.u.] | ZW,4 [p.u.] | ZW,5 [p.u.] | ZW,6 [p.u.] | ZW,7 [p.u.] | ZW,8 [p.u.] | ZW,9 [p.u.] | ZW,10 [p.u.] | if needed add further values in next colums (U -> …)